## EVChargingStation
Use limitations
Content is intended to contain financial information which isn’t suitable for wide release. Public content will be available via a view in AGOL which limits to only a year and removes the financial info.
Region | Name | Address | Owner | ChargingCosts | Connectors | OperationalDate
Northland | Alexander St | 11 Alexander Street, Whangarei 0110, New Zealand | ChargeNet NZ | No charging cost | DC, 50 KW, Type 2 CCS, Status: live | 2016:02:23 11:00:00
Northland | Alexander St | 11 Alexander Street, Whangarei 0110, New Zealand | ChargeNet NZ | No charging cost | DC, 50 KW, CHAdeMO, Status: live | 2016:02:23 11:00:00
Northland | Coopers Beach | 9 Coopers Dr, Coopers Beach 0420, NZ | ChargeNet NZ | No charging cost | DC, 50 KW, CHAdeMO, Status: live | 2018:11:22 00:03:35
Northland | Coopers Beach | 9 Coopers Dr, Coopers Beach 0420, NZ | ChargeNet NZ | No charging cost | DC, 50 KW, Type 2 CCS, Status: live | 2018:11:22 00:03:35
Northland | Dargaville | 113 Totara Street, Dargaville 0310, New Zealand | ChargeNet NZ | No charging cost | DC, 50 KW, Type 2 CCS, Status: live | 2015:12:01 11:00:00
Northland | Dargaville | 113 Totara Street, Dargaville 0310, New Zealand | ChargeNet NZ | No charging cost | DC, 50 KW, CHAdeMO, Status: live | 2015:12:01 11:00:00
Northland | Houhora | 4126 Far N Rd, Pukenui 0484, New Zealand | ChargeNet NZ | No charging cost | DC, 25 KW, CHAdeMO, Status: live | 2018:10:26 00:00:00
Northland | Houhora | 4126 Far N Rd, Pukenui 0484, New Zealand | ChargeNet NZ | No charging cost | DC, 25 KW, Type 2 CCS, Status: live | 2018:10:26 00:00:00
Northland | Kaikohe | 14-18 Marino Place, Kaikohe 0405, NZ | ChargeNet NZ | No charging cost | DC, 25 KW, CHAdeMO, Status: live | 2018:03:23 00:00:00
Northland | Kaikohe | 14-18 Marino Place, Kaikohe 0405, NZ | ChargeNet NZ | No charging cost | DC, 25 KW, Type 2 CCS, Status: live | 2018:03:23 00:00:00
Northland | Kaitaia | 2 North Park Drv, Kaitaia 0410, NZ | The Warehouse Ltd | No charging cost | DC, 25 KW, CHAdeMO, Status: live | 2021:04:08 06:45:09
Northland | Kaitaia | 111 North Rd, Kaitaia 0482, NZ | ChargeNet NZ | No charging cost | DC, 50 KW, CHAdeMO, Status: live | 2019:01:08 00:47:39
Northland | Kaitaia | 111 North Rd, Kaitaia 0482, NZ | ChargeNet NZ | No charging cost | DC, 50 KW, Type 2 CCS, Status: live | 2019:01:08 00:47:39
Northland | Kaitaia | Corner of SH 1 and Mathews Ave, Kaitaia 0410, New Zealand | ChargeNet NZ | No charging cost | DC, 50 KW, Type 2 CCS, Status: live | 2018:03:08 03:02:15
Northland | Kaitaia | Corner of SH 1 and Mathews Ave, Kaitaia 0410, New Zealand | ChargeNet NZ | No charging cost | DC, 50 KW, CHAdeMO, Status: live | 2018:03:08 03:02:15
Northland | Kaitaia | 2 North Park Drv, Kaitaia 0410, NZ | The Warehouse Ltd | No charging cost | DC, 25 KW, Type 2 CCS, Status: live | 2021:04:08 06:45:09
Northland | Kaiwaka | 1 Kaiwaka-Mangawhai Rd, Kaiwaka 0542, New Zealand | ChargeNet NZ | No charging cost | DC, 50 KW, CHAdeMO, Status: live | 2015:10:29 11:00:00
Northland | Kaiwaka | 1 Kaiwaka-Mangawhai Rd, Kaiwaka 0542, New Zealand | ChargeNet NZ | No charging cost | DC, 50 KW, Type 2 CCS, Status: live | 2015:10:29 11:00:00
Northland | Kaiwaka HPC | 1938 State Highway 1, Kaiwaka 0573, New Zealand | ChargeNet NZ | No charging cost | DC, 300 KW, Type 2 CCS, Status: live | 2021:12:18 11:00:00
Northland | Kaiwaka HPC | 1938 State Highway 1, Kaiwaka 0573, New Zealand | ChargeNet NZ | No charging cost | DC, 50 KW, CHAdeMO, Status: live | 2021:12:18 11:00:00
Northland | Kaiwaka HPC | 1938 State Highway 1, Kaiwaka 0573, New Zealand | ChargeNet NZ | No charging cost | DC, 300 KW, Type 2 CCS, Status: live | 2021:12:18 11:00:00
Northland | Kaiwaka HPC | 1938 State Highway 1, Kaiwaka 0573, New Zealand | ChargeNet NZ | No charging cost | DC, 300 KW, Type 2 CCS, Status: live | 2021:12:18 11:00:00
Northland | Kaiwaka HPC | 1938 State Highway 1, Kaiwaka 0573, New Zealand | ChargeNet NZ | No charging cost | DC, 300 KW, Type 2 CCS, Status: live | 2021:12:18 11:00:00
Northland | Kaiwaka HPC | 1938 State Highway 1, Kaiwaka 0573, New Zealand | ChargeNet NZ | No charging cost | DC, 50 KW, CHAdeMO, Status: live | 2021:12:18 11:00:00
Northland | Kawakawa | 4 State Highway 1, Kawakawa 0210, New Zealand | ChargeNet NZ | No charging cost | DC, 50 KW, Type 2 CCS, Status: live | 2016:02:06 11:00:00
Northland | Kawakawa | 4 State Highway 1, Kawakawa 0210, New Zealand | ChargeNet NZ | No charging cost | DC, 50 KW, CHAdeMO, Status: live | 2016:02:06 11:00:00
Northland | Kerikeri | 3 Butler Road, Kerikeri 0230, New Zealand | ChargeNet NZ | No charging cost | DC, 50 KW, Type 2 CCS, Status: live | 2018:02:15 13:00:00
Northland | Kerikeri | 3 Butler Road, Kerikeri 0230, New Zealand | ChargeNet NZ | No charging cost | DC, 50 KW, CHAdeMO, Status: live | 2018:02:15 13:00:00
Northland | Mangawhai | 6 Molesworth Drive, Mangawhai 0505, New Zealand | EV Transport Ltd | Charging costs apply | DC, 25 KW, CHAdeMO, Status: live | 2022:02:01 11:00:00
Northland | Mangawhai | 6 Molesworth Drive, Mangawhai 0505, New Zealand | EV Transport Ltd | Charging costs apply | DC, 25 KW, Type 2 CCS, Status: live | 2022:02:01 11:00:00
Northland | Opononi | 29 State Highway 12, Opononi 0473, NZ | ChargeNet NZ | No charging cost | DC, 50 KW, Type 2 CCS, Status: live | 2018:07:09 07:18:03
Northland | Opononi | 29 State Highway 12, Opononi 0473, NZ | ChargeNet NZ | No charging cost | DC, 50 KW, CHAdeMO, Status: live | 2018:07:09 07:18:03
Northland | Paihia | 16 Williams Road, Paihia, NZ | Job Complete Ltd | Charging costs apply | DC, 25 KW, Type 2 CCS, Status: live | 2021:09:14 02:17:08
Northland | Paihia | 16 Williams Road, Paihia, NZ | Job Complete Ltd | Charging costs apply | DC, 25 KW, CHAdeMO, Status: live | 2021:09:14 02:17:08
Northland | Raumanga | 130 Tauroa St, Whangarei 0110, New Zealand | ChargeNet NZ | No charging cost | DC, 50 KW, Type 2 CCS, Status: live | 2017:04:05 12:00:00
Northland | Raumanga | 130 Tauroa St, Whangarei 0110, New Zealand | ChargeNet NZ | No charging cost | DC, 50 KW, CHAdeMO, Status: live | 2017:04:05 12:00:00
Northland | Tikipunga | 4 Wanaka Street, Whangarei 0112, New Zealand | ChargeNet NZ | No charging cost | DC, 50 KW, Type 2 CCS, Status: live | 2016:02:05 11:00:00
Northland | Tikipunga | 4 Wanaka Street, Whangarei 0112, New Zealand | ChargeNet NZ | No charging cost | DC, 50 KW, CHAdeMO, Status: live | 2016:02:05 11:00:00
Northland | Tutukaka | 11 Marina Road, Tutukaka 0176, New Zealand | EV Transport Ltd | Charging costs apply | DC, 25 KW, CHAdeMO, Status: live | 2022:01:24 11:00:00
Northland | Tutukaka | 11 Marina Road, Tutukaka 0176, New Zealand | EV Transport Ltd | Charging costs apply | DC, 25 KW, Type 2 CCS, Status: live | 2022:01:24 11:00:00
Northland | Waipapa | 8 Kilnac Ln, Waipapa 0295, NZ | The Warehouse Ltd | No charging cost | DC, 25 KW, CHAdeMO, Status: live | 2021:04:08 06:45:15
Northland | Waipapa | 37 Klinac Laned, Waipapa 0295, NZ | ChargeNet NZ | No charging cost | DC, 50 KW, CHAdeMO, Status: live | 2019:01:16 00:57:55
Northland | Waipapa | 8 Kilnac Ln, Waipapa 0295, NZ | The Warehouse Ltd | No charging cost | DC, 25 KW, Type 2 CCS, Status: live | 2021:04:08 06:45:15
Northland | Waipapa | 37 Klinac Laned, Waipapa 0295, NZ | ChargeNet NZ | No charging cost | DC, 50 KW, Type 2 CCS, Status: live | 2019:01:16 00:57:55
Northland | Waipu | 36 The Centre, Waipu 0510, New Zealand | ChargeNet NZ | No charging cost | DC, 50 KW, CHAdeMO, Status: live | 2021:10:21 11:00:00
Northland | Waipu | 36 The Centre, Waipu 0510, New Zealand | ChargeNet NZ | No charging cost | DC, 50 KW, Type 2 CCS, Status: live | 2021:10:21 11:00:00
Northland | Waitiki Landing | 9048 Far North Road, Waitiki Landing 0484, NZ | ChargeNet NZ | No charging cost | DC, 50 KW, Type 2 CCS, Status: live | 2019:09:28 00:00:00
Northland | Waitiki Landing | 9048 Far North Road, Waitiki Landing 0484, NZ | ChargeNet NZ | No charging cost | DC, 50 KW, CHAdeMO, Status: live | 2019:09:28 00:00:00
Northland | Waitiki Landing | 9048 Far North Road, Waitiki Landing 0484, NZ | ChargeNet NZ | No charging cost | DC, 25 KW, CHAdeMO, Status: live | 2019:09:28 00:00:00
Northland | Waitiki Landing | 9048 Far North Road, Waitiki Landing 0484, NZ | ChargeNet NZ | No charging cost | DC, 25 KW, Type 2 CCS, Status: live | 2019:09:28 00:00:00
Northland | Whangarei | 42 Port Rd, Whangarei 0110, NZ | The Warehouse Ltd | No charging cost | DC, 25 KW, Type 2 CCS, Status: live | 2021:03:09 22:00:00
Northland | Whangarei | 42 Port Rd, Whangarei 0110, NZ | The Warehouse Ltd | No charging cost | DC, 25 KW, Type 2 CCS, Status: live | 2021:03:09 22:00:00
Northland | Whangarei | 42 Port Rd, Whangarei 0110, NZ | The Warehouse Ltd | No charging cost | DC, 25 KW, CHAdeMO, Status: live | 2021:03:09 22:00:00
Northland | Whangarei | 42 Port Rd, Whangarei 0110, NZ | The Warehouse Ltd | No charging cost | DC, 25 KW, CHAdeMO, Status: live | 2021:03:09 22:00:00
Northland | Whangarei | 88 Dent St, Whangarei 0110, NZ | ChargeNet NZ | Charging costs apply | DC, 50 KW, Type 2 CCS, Status: live | 2021:05:05 01:11:30
Northland | Whangarei | 88 Dent St, Whangarei 0110, NZ | ChargeNet NZ | Charging costs apply | DC, 50 KW, CHAdeMO, Status: live | 2021:05:05 01:11:30
Northland | Whangarei Waterfront | Whangarei Waterfront, Whangarei 0110, New Zealand | EV Transport Ltd | Charging costs apply | DC, 25 KW, Type 2 CCS, Status: live | 2022:06:13 12:00:00
Northland | Whangarei Waterfront | Whangarei Waterfront, Whangarei 0110, New Zealand | EV Transport Ltd | Charging costs apply | DC, 25 KW, CHAdeMO, Status: live | 2022:06:13 12:00:00
Auckland | Albany | 186 Don Mckinnon Dr, Auckland 0632, New Zealand | ChargeNet NZ | No charging cost | DC, 50 KW, Type 2 CCS, Status: live | 2015:11:06 11:00:00
Auckland | Albany | 186 Don Mckinnon Dr, Auckland 0632, New Zealand | ChargeNet NZ | No charging cost | DC, 50 KW, CHAdeMO, Status: live | 2015:11:06 11:00:00
Auckland | Amble + Birch Café | Amble & Birch - 88 Plunket Avenue, Auckland 2104, New Zealand | Goodman Nominee (NZ) Ltd | Charging costs apply | DC, 150 KW, Type 2 CCS, Status: live | 2022:03:02 11:00:00
Auckland | Amble + Birch Café | Amble & Birch - 88 Plunket Avenue, Auckland 2104, New Zealand | Goodman Nominee (NZ) Ltd | Charging costs apply | DC, 150 KW, Type 2 CCS, Status: live | 2022:03:02 11:00:00
Auckland | Auckland Airport Shopping Centre | Cnr George Bolt Memorial Drive & John Goulter Drive,Auckland Airport,Auckland,2022 | Vector | No charging cost | DC, 50 KW, Type 2 CCS, Status: live | 2016:02:06 00:00:00
Auckland | Auckland Airport Shopping Centre | Cnr George Bolt Memorial Drive & John Goulter Drive,Auckland Airport,Auckland,2022 | Vector | No charging cost | DC, 50 KW, CHAdeMO, Status: live | 2016:02:06 00:00:00
Auckland | Auckland Airport Shopping Centre | Cnr George Bolt Memorial Drive & John Goulter Drive,Auckland Airport,Auckland,2022 | Vector | No charging cost | DC, 50 KW, CHAdeMO, Status: live | 2016:02:06 00:00:00
Auckland | Auckland Airport Shopping Centre | Cnr George Bolt Memorial Drive & John Goulter Drive,Auckland Airport,Auckland,2022 | Vector | No charging cost | DC, 50 KW, Type 2 CCS, Status: live | 2016:02:06 00:00:00
Auckland | Auckland Airport Shopping Centre | Cnr George Bolt Memorial Drive & John Goulter Drive,Auckland Airport,Auckland,2022 | Vector | No charging cost | DC, 50 KW, CHAdeMO, Status: live | 2016:02:06 00:00:00
Auckland | Auckland Airport Shopping Centre | Cnr George Bolt Memorial Drive & John Goulter Drive,Auckland Airport,Auckland,2022 | Vector | No charging cost | DC, 50 KW, Type 2 CCS, Status: live | 2016:02:06 00:00:00
Auckland | Auckland Hospital Wilsons Car park | 2 Park Road,Grafton,Auckland,Auckland,1023 | Vector | No charging cost | DC, 3 KW, Type 2 Tethered, Status: live | 2016:02:06 00:00:00
Auckland | Auckland Hospital Wilsons Car park | 2 Park Road,Grafton,Auckland,Auckland,1023 | Vector | No charging cost | DC, 3 KW, Type 2 Tethered, Status: live | 2016:02:06 00:00:00
Auckland | Auckland War Memorial Museum | 32 Museum Circuit,Parnell,Auckland,Auckland,1010 | Vector | No charging cost | DC, 3 KW, Type 1 Tethered, Status: live | 2016:02:06 00:00:00
Auckland | Auckland War Memorial Museum | 32 Museum Circuit,Parnell,Auckland,Auckland,1010 | Vector | No charging cost | DC, 3 KW, Type 2 Tethered, Status: live | 2016:02:06 00:00:00
Auckland | Birkenhead | 180 Mokoia Rd, Auckland 0626, New Zealand | ChargeNet NZ | No charging cost | DC, 50 KW, Type 2 CCS, Status: live | 2020:10:23 02:16:16
Auckland | Birkenhead | 180 Mokoia Rd, Auckland 0626, New Zealand | ChargeNet NZ | No charging cost | DC, 50 KW, CHAdeMO, Status: live | 2020:10:23 02:16:16
Auckland | Bombay HPC | Mill Rd, Bombay 1010, NZ | ChargeNet NZ | No charging cost | DC, 50 KW, CHAdeMO, Status: live | 2020:08:07 01:21:34
Auckland | Bombay HPC | Mill Rd, Bombay 1010, NZ | ChargeNet NZ | No charging cost | DC, 300 KW, Type 2 CCS, Status: live | 2020:08:07 01:21:34
Auckland | Bombay HPC | Mill Rd, Bombay 1010, NZ | ChargeNet NZ | No charging cost | DC, 300 KW, Type 2 CCS, Status: live | 2020:08:07 01:21:34
Auckland | Bombay HPC | Mill Rd, Bombay 1010, NZ | ChargeNet NZ | No charging cost | DC, 300 KW, Type 2 CCS, Status: live | 2020:08:07 01:21:34
Auckland | Bombay HPC | Mill Rd, Bombay 1010, NZ | ChargeNet NZ | No charging cost | DC, 300 KW, Type 2 CCS, Status: live | 2020:08:07 01:21:34
Auckland | Bombay HPC | Mill Rd, Bombay 1010, NZ | ChargeNet NZ | No charging cost | DC, 50 KW, CHAdeMO, Status: live | 2020:08:07 01:21:34
Auckland | BP Connect Pakuranga | 322 Pakuranga Rd,Pakuranga Heights,Auckland,2010 | Vector | No charging cost | DC, 50 KW, Type 2 CCS, Status: live | 2016:02:06 00:00:00
Auckland | BP Connect Pakuranga | 322 Pakuranga Rd,Pakuranga Heights,Auckland,2010 | Vector | No charging cost | DC, 50 KW, CHAdeMO, Status: live | 2016:02:06 00:00:00
Auckland | BP Connect Pakuranga | 322 Pakuranga Rd,Pakuranga Heights,Auckland,2010 | Vector | No charging cost | DC, 50 KW, Type 2 CCS, Status: live | 2016:02:06 00:00:00
Auckland | BP Connect Pakuranga | 322 Pakuranga Rd,Pakuranga Heights,Auckland,2010 | Vector | No charging cost | DC, 50 KW, CHAdeMO, Status: live | 2016:02:06 00:00:00
Auckland | BP Connect Warkworth | 67 Auckland Road,Auckland,Warkworth,0910 | Vector | No charging cost | DC, 50 KW, CHAdeMO, Status: live | 2016:02:06 00:00:00
Auckland | BP Connect Warkworth | 67 Auckland Road,Auckland,Warkworth,0910 | Vector | No charging cost | DC, 50 KW, Type 2 CCS, Status: live | 2016:02:06 00:00:00
Auckland | Britomart Carpark | 88 Quay Street,Auckland | Vector | No charging cost | DC, 3 KW, Type 1 Tethered, Status: live | 2016:02:06 00:00:00
Auckland | Britomart Carpark | 88 Quay Street,Auckland | Vector | No charging cost | DC, 3 KW, Type 1 Tethered, Status: live | 2016:02:06 00:00:00
Auckland | Britomart Carpark | 88 Quay Street,Auckland | Vector | No charging cost | DC, 3 KW, Type 2 Tethered, Status: live | 2016:02:06 00:00:00
Auckland | CANTERBURY TENNIS | 110 Woodham Road, Linwood, Christchurch 8062 | MERIDIAN ENERGY LIMITED | No charging cost | AC, 44 KW, Type 2 Socketed, Status: live | 2022:05:26 00:00:00
Auckland | CANTERBURY TENNIS | 110 Woodham Road, Linwood, Christchurch 8062 | MERIDIAN ENERGY LIMITED | No charging cost | AC, 44 KW, Type 2 Socketed, Status: live | 2022:05:26 00:00:00
Auckland | CANTERBURY TENNIS | 110 Woodham Road, Linwood, Christchurch 8062 | MERIDIAN ENERGY LIMITED | No charging cost | AC, 44 KW, Type 2 Socketed, Status: live | 2022:05:26 00:00:00
Auckland | CANTERBURY TENNIS | 110 Woodham Road, Linwood, Christchurch 8062 | MERIDIAN ENERGY LIMITED | No charging cost | AC, 44 KW, Type 2 Socketed, Status: live | 2022:05:26 00:00:00
Auckland | CANTERBURY TENNIS | 110 Woodham Road, Linwood, Christchurch 8062 | MERIDIAN ENERGY LIMITED | No charging cost | AC, 44 KW, Type 2 Socketed, Status: live | 2022:05:26 00:00:00
Auckland | CANTERBURY TENNIS | 110 Woodham Road, Linwood, Christchurch 8062 | MERIDIAN ENERGY LIMITED | No charging cost | AC, 44 KW, Type 2 Socketed, Status: live | 2022:05:26 00:00:00
Auckland | Civic Car Park | Greys Ave & Mayoral Drive, Auckland 1010, NZ | ChargeNet NZ | Charging costs apply | AC, 7 KW, Type 2 Socketed, Status: live | 2018:04:28 09:45:54
Auckland | Civic Car Park | Greys Ave & Mayoral Drive, Auckland 1010, NZ | ChargeNet NZ | Charging costs apply | AC, 7 KW, Type 2 Socketed, Status: live | 2018:04:28 09:45:54
Auckland | Civic Car Park | Greys Ave & Mayoral Drive, Auckland 1010, NZ | ChargeNet NZ | Charging costs apply | AC, 7 KW, Type 2 Socketed, Status: live | 2018:04:28 09:45:54
Auckland | Civic Car Park | Greys Ave & Mayoral Drive, Auckland 1010, NZ | ChargeNet NZ | Charging costs apply | AC, 7 KW, Type 2 Socketed, Status: live | 2018:04:28 09:45:54
Auckland | Civic Car Park | Greys Ave & Mayoral Drive, Auckland 1010, NZ | ChargeNet NZ | Charging costs apply | AC, 7 KW, Type 2 Socketed, Status: live | 2018:04:28 09:45:54
Auckland | Civic Car Park | Greys Ave & Mayoral Drive, Auckland 1010, NZ | ChargeNet NZ | Charging costs apply | AC, 7 KW, Type 2 Socketed, Status: live | 2018:04:28 09:45:54
Auckland | Continental Cars | 45 - 65 Wairau Road, Auckland 0627, New Zealand | Continental Cars | No charging cost | DC, 50 KW, Type 2 CCS, Status: live | 2020:01:20 23:21:12
Auckland | Continental Cars | 45 - 65 Wairau Road, Auckland 0627, New Zealand | Continental Cars | No charging cost | DC, 50 KW, CHAdeMO, Status: live | 2020:01:20 23:21:12
Auckland | Counties Power | 14 Glasgow Rd, Pukekohe 2120, New Zealand | Counties Power | No charging cost | DC, 50 KW, CHAdeMO, Status: live | 2017:08:13 12:00:00
Auckland | Counties Power | 14 Glasgow Rd, Pukekohe 2120, New Zealand | Counties Power | No charging cost | DC, 50 KW, Type 2 CCS, Status: live | 2017:08:13 12:00:00
Auckland | Devonport | Clarence St, Auckland 0624, New Zealand | ChargeNet NZ | No charging cost | DC, 50 KW, Type 2 CCS, Status: live | 2021:04:07 03:59:38
Auckland | Devonport | Clarence St, Auckland 0624, New Zealand | ChargeNet NZ | No charging cost | DC, 50 KW, CHAdeMO, Status: live | 2021:04:07 03:59:38
Auckland | Downtown Carpark | 31 Customs Street West, Auckland 1010, NZ | ChargeNet NZ | Charging costs apply | AC, 7 KW, Type 2 Socketed, Status: live | 2018:04:28 09:45:54
Auckland | Downtown Carpark | 31 Customs Street West, Auckland 1010, NZ | ChargeNet NZ | Charging costs apply | AC, 7 KW, Type 2 Socketed, Status: live | 2018:04:28 09:45:54
Auckland | Downtown Carpark | 31 Customs Street West, Auckland 1010, NZ | ChargeNet NZ | Charging costs apply | AC, 7 KW, Type 2 Socketed, Status: live | 2018:04:28 09:45:54
Auckland | Downtown Carpark | 31 Customs Street West, Auckland 1010, NZ | ChargeNet NZ | Charging costs apply | AC, 7 KW, Type 2 Socketed, Status: live | 2018:04:28 09:45:54
Auckland | Downtown Carpark | 31 Customs Street West, Auckland 1010, NZ | ChargeNet NZ | Charging costs apply | AC, 7 KW, Type 2 Socketed, Status: live | 2018:04:28 09:45:54
Auckland | Downtown Carpark | 31 Customs Street West, Auckland 1010, NZ | ChargeNet NZ | Charging costs apply | AC, 7 KW, Type 2 Socketed, Status: live | 2018:04:28 09:45:54
Auckland | Eastridge | 209 Kepa Rd, Mission Bay 1070, New Zealand | ChargeNet NZ | No charging cost | DC, 50 KW, Type 2 CCS, Status: live | 2020:03:26 04:56:44
Auckland | Eastridge | 209 Kepa Rd, Mission Bay 1070, New Zealand | ChargeNet NZ | No charging cost | DC, 50 KW, CHAdeMO, Status: live | 2020:03:26 04:56:44
Auckland | Fanshawe St Carpark | 72-100 Fanshawe St, Auckland 1010, NZ | ChargeNet NZ | Charging costs apply | AC, 7 KW, Type 2 Socketed, Status: live | 2019:02:25 02:20:44
Auckland | Fanshawe St Carpark | 72-100 Fanshawe St, Auckland 1010, NZ | ChargeNet NZ | Charging costs apply | AC, 7 KW, Type 2 Socketed, Status: live | 2019:02:25 02:20:44
Auckland | Fanshawe St Carpark | 72-100 Fanshawe St, Auckland 1010, NZ | ChargeNet NZ | Charging costs apply | AC, 7 KW, Type 2 Socketed, Status: live | 2019:02:25 02:20:44
Auckland | Fanshawe St Carpark | 72-100 Fanshawe St, Auckland 1010, NZ | ChargeNet NZ | Charging costs apply | AC, 7 KW, Type 2 Socketed, Status: live | 2019:02:25 02:20:44
Auckland | Fanshawe St Carpark | 72-100 Fanshawe St, Auckland 1010, NZ | ChargeNet NZ | Charging costs apply | AC, 7 KW, Type 2 Socketed, Status: live | 2019:02:25 02:20:44
Auckland | Fanshawe St Carpark | 72-100 Fanshawe St, Auckland 1010, NZ | ChargeNet NZ | Charging costs apply | AC, 7 KW, Type 2 Socketed, Status: live | 2019:02:25 02:20:44
Auckland | Grey Lynn | 150 Great North Rd, Auckland 1245, NZ | Quattro Motors Ltd | Charging costs apply | DC, 175 KW, CHAdeMO, Status: live | 2021:04:01 00:00:00
Auckland | Grey Lynn | 150 Great North Rd, Auckland 1245, NZ | Quattro Motors Ltd | Charging costs apply | DC, 50 KW, CHAdeMO, Status: live | 2020:10:12 00:00:00
Auckland | Grey Lynn | 150 Great North Rd, Auckland 1245, NZ | Quattro Motors Ltd | Charging costs apply | DC, 175 KW, Type 2 CCS, Status: live | 2021:04:01 00:00:00
Auckland | Grey Lynn | 150 Great North Rd, Auckland 1245, NZ | Quattro Motors Ltd | Charging costs apply | DC, 50 KW, Type 1 CCS, Status: live | 2020:10:12 00:00:00
Auckland | Grey Lynn | 150 Great North Rd, Auckland 1245, NZ | Quattro Motors Ltd | Charging costs apply | AC, 22 KW, Type 2 Socketed, Status: live | 2020:10:12 00:00:00
Auckland | Highbrook | Wilson Carpark - 60 Highbrook drive, Auckland 2013, New Zealand | Goodman Nominee (NZ) Ltd | Charging costs apply | DC, 150 KW, Type 2 CCS, Status: live | 2022:05:18 12:00:00
Auckland | Highbrook | Wilson Carpark - 60 Highbrook drive, Auckland 2013, New Zealand | Goodman Nominee (NZ) Ltd | Charging costs apply | DC, 150 KW, Type 2 CCS, Status: live | 2022:05:18 12:00:00
Auckland | Hobson Street Substation | 21 Hobson St,Auckland,1010 | Vector | No charging cost | DC, 50 KW, Type 2 CCS, Status: live | 2016:02:06 00:00:00
Auckland | Hobson Street Substation | 21 Hobson St,Auckland,1010 | Vector | No charging cost | DC, 50 KW, Type 2 CCS, Status: live | 2016:02:06 00:00:00
Auckland | Hobson Street Substation | 21 Hobson St,Auckland,1010 | Vector | No charging cost | DC, 50 KW, CHAdeMO, Status: live | 2016:02:06 00:00:00
Auckland | Hobson Street Substation | 21 Hobson St,Auckland,1010 | Vector | No charging cost | DC, 50 KW, CHAdeMO, Status: live | 2016:02:06 00:00:00
Auckland | Hobsonville | 120 Hobsonville Rd, Auckland 0618, New Zealand | ChargeNet NZ | No charging cost | DC, 25 KW, Type 2 CCS, Status: live | 2020:12:12 21:18:53
Auckland | Hobsonville | 120 Hobsonville Rd, Auckland 0618, New Zealand | ChargeNet NZ | No charging cost | DC, 25 KW, CHAdeMO, Status: live | 2020:12:12 21:18:53
Auckland | Hobsonville | 120 Hobsonville Rd, Auckland 0618, New Zealand | ChargeNet NZ | No charging cost | DC, 50 KW, Type 2 CCS, Status: live | 2020:12:12 21:18:53
Auckland | Hobsonville | 120 Hobsonville Rd, Auckland 0618, New Zealand | ChargeNet NZ | No charging cost | DC, 50 KW, CHAdeMO, Status: live | 2020:12:12 21:18:53
Auckland | Kings Plant Barn | 17 Hibiscus Coast Highway,Silverdale,0993 | Vector | No charging cost | DC, 50 KW, Type 2 CCS, Status: live | 2016:02:06 00:00:00
Auckland | Kings Plant Barn | 17 Hibiscus Coast Highway,Silverdale,0993 | Vector | No charging cost | DC, 50 KW, Type 2 CCS, Status: live | 2016:02:06 00:00:00
Auckland | Kings Plant Barn | 17 Hibiscus Coast Highway,Silverdale,0993 | Vector | No charging cost | DC, 50 KW, CHAdeMO, Status: live | 2016:02:06 00:00:00
Auckland | Kings Plant Barn | 17 Hibiscus Coast Highway,Silverdale,0993 | Vector | No charging cost | DC, 50 KW, CHAdeMO, Status: live | 2016:02:06 00:00:00
Auckland | Kumeu New World | 120 State Highway,Auckland,Kumeu,0810 | Vector | No charging cost | DC, 50 KW, CHAdeMO, Status: live | 2016:02:06 00:00:00
Auckland | Kumeu New World | 120 State Highway,Auckland,Kumeu,0810 | Vector | No charging cost | DC, 50 KW, CHAdeMO, Status: live | 2016:02:06 00:00:00
Auckland | Kumeu New World | 120 State Highway,Auckland,Kumeu,0810 | Vector | No charging cost | DC, 50 KW, Type 2 CCS, Status: live | 2016:02:06 00:00:00
Auckland | Kumeu New World | 120 State Highway,Auckland,Kumeu,0810 | Vector | No charging cost | DC, 50 KW, Type 2 CCS, Status: live | 2016:02:06 00:00:00
Auckland | Lincoln Road | 202-224 Lincoln Rd, Auckland 0610, New Zealand | ChargeNet NZ | No charging cost | DC, 50 KW, Type 2 CCS, Status: live | 2022:03:28 11:00:00
Auckland | Lincoln Road | 202-224 Lincoln Rd, Auckland 0610, New Zealand | ChargeNet NZ | No charging cost | DC, 50 KW, CHAdeMO, Status: live | 2022:03:28 11:00:00
Auckland | Manukau | 6 Cavendish Drive, Auckland 2104, New Zealand | ChargeNet NZ | No charging cost | DC, 50 KW, Type 2 CCS, Status: live | 2019:07:24 22:39:05
Auckland | Manukau | 6 Cavendish Drive, Auckland 2104, New Zealand | ChargeNet NZ | No charging cost | DC, 50 KW, CHAdeMO, Status: live | 2019:07:24 22:39:05
Auckland | McCrae Way Carpark | McCrae Way, Auckland 0600, NZ | ChargeNet NZ | Charging costs apply | AC, 7 KW, Type 2 Socketed, Status: live | 2018:09:13 09:43:03
Auckland | McCrae Way Carpark | McCrae Way, Auckland 0600, NZ | ChargeNet NZ | Charging costs apply | AC, 7 KW, Type 2 Socketed, Status: live | 2018:09:13 09:43:03
Auckland | McCrae Way Carpark | McCrae Way, Auckland 0600, NZ | ChargeNet NZ | Charging costs apply | AC, 7 KW, Type 2 Socketed, Status: live | 2018:09:13 09:43:03
Auckland | McCrae Way Carpark | McCrae Way, Auckland 0600, NZ | ChargeNet NZ | Charging costs apply | AC, 7 KW, Type 2 Socketed, Status: live | 2018:09:13 09:43:03
Auckland | McCrae Way Carpark | McCrae Way, Auckland 0600, NZ | ChargeNet NZ | Charging costs apply | AC, 7 KW, Type 2 Socketed, Status: live | 2018:09:13 09:43:03
Auckland | McCrae Way Carpark | McCrae Way, Auckland 0600, NZ | ChargeNet NZ | Charging costs apply | AC, 7 KW, Type 2 Socketed, Status: live | 2018:09:13 09:43:03
Auckland | McDonalds Constellation Drive | 14-16 Constellation Drive,Rosedale,Auckland,Auckland,0632 | Vector | No charging cost | DC, 50 KW, CHAdeMO, Status: live | 2016:02:06 00:00:00
Auckland | McDonalds Constellation Drive | 14-16 Constellation Drive,Rosedale,Auckland,Auckland,0632 | Vector | No charging cost | DC, 50 KW, Type 2 CCS, Status: live | 2016:02:06 00:00:00
Auckland | McDonalds Constellation Drive | 14-16 Constellation Drive,Rosedale,Auckland,Auckland,0632 | Vector | No charging cost | DC, 50 KW, CHAdeMO, Status: live | 2016:02:06 00:00:00
Auckland | McDonalds Constellation Drive | 14-16 Constellation Drive,Rosedale,Auckland,Auckland,0632 | Vector | No charging cost | DC, 50 KW, Type 2 CCS, Status: live | 2016:02:06 00:00:00
Auckland | McDonalds Greenlane | 356/320 Great South Rd,Greenlane,Auckland,1051 | Vector | No charging cost | DC, 50 KW, Type 2 CCS, Status: live | 2016:02:06 00:00:00
Auckland | McDonalds Greenlane | 356/320 Great South Rd,Greenlane,Auckland,1051 | Vector | No charging cost | DC, 50 KW, CHAdeMO, Status: live | 2016:02:06 00:00:00
Auckland | McDonalds Greenlane | 356/320 Great South Rd,Greenlane,Auckland,1051 | Vector | No charging cost | DC, 50 KW, CHAdeMO, Status: live | 2016:02:06 00:00:00
Auckland | McDonalds Greenlane | 356/320 Great South Rd,Greenlane,Auckland,1051 | Vector | No charging cost | DC, 50 KW, Type 2 CCS, Status: live | 2016:02:06 00:00:00
Auckland | Mt Roskill | 53 May Rd, Auckland 1041, New Zealand | ChargeNet NZ | No charging cost | DC, 50 KW, Type 2 CCS, Status: live | 2019:11:21 02:53:31
Auckland | Mt Roskill | 53 May Rd, Auckland 1041, New Zealand | ChargeNet NZ | No charging cost | DC, 50 KW, CHAdeMO, Status: live | 2019:11:21 02:53:31
Auckland | New Lynn | 2/6 Crown Lynn Place, Auckland 0600, New Zealand | ChargeNet NZ | No charging cost | DC, 50 KW, CHAdeMO, Status: live | 2021:02:04 22:17:07
Auckland | New Lynn | 2/6 Crown Lynn Place, Auckland 0600, New Zealand | ChargeNet NZ | No charging cost | DC, 50 KW, Type 2 CCS, Status: live | 2021:02:04 22:17:07
Auckland | Newmarket Substation | Cnr Seccombes & Gillies Ave,Newmarket,Auckland,1023 | Vector | No charging cost | DC, 50 KW, Type 2 CCS, Status: live | 2016:02:06 00:00:00
Auckland | Newmarket Substation | Cnr Seccombes & Gillies Ave,Newmarket,Auckland,1023 | Vector | No charging cost | DC, 50 KW, CHAdeMO, Status: live | 2016:02:06 00:00:00
Auckland | Newmarket Substation | Cnr Seccombes & Gillies Ave,Newmarket,Auckland,1023 | Vector | No charging cost | AC, 7 KW, Type 2 Tethered, Status: live
Auckland | Newmarket Substation | Cnr Seccombes & Gillies Ave,Newmarket,Auckland,1023 | Vector | No charging cost | DC, 50 KW, CHAdeMO, Status: live | 2016:02:06 00:00:00
Auckland | Newmarket Substation | Cnr Seccombes & Gillies Ave,Newmarket,Auckland,1023 | Vector | No charging cost | AC, 7 KW, Type 1 Tethered, Status: live
Auckland | Newmarket Substation | Cnr Seccombes & Gillies Ave,Newmarket,Auckland,1023 | Vector | No charging cost | DC, 50 KW, CHAdeMO, Status: live | 2016:02:06 00:00:00
Auckland | Newmarket Substation | Cnr Seccombes & Gillies Ave,Newmarket,Auckland,1023 | Vector | No charging cost | DC, 3 KW, Type 2 Tethered, Status: live | 2016:02:06 00:00:00
Auckland | Newmarket Substation | Cnr Seccombes & Gillies Ave,Newmarket,Auckland,1023 | Vector | No charging cost | DC, 3 KW, Type 1 Tethered, Status: live | 2016:02:06 00:00:00
Auckland | Newmarket Substation | Cnr Seccombes & Gillies Ave,Newmarket,Auckland,1023 | Vector | No charging cost | DC, 3 KW, Type 1 Tethered, Status: live | 2016:02:06 00:00:00
Auckland | Newmarket Substation | Cnr Seccombes & Gillies Ave,Newmarket,Auckland,1023 | Vector | No charging cost | DC, 3 KW, Type 2 Tethered, Status: live | 2016:02:06 00:00:00
Auckland | Newmarket Substation | Cnr Seccombes & Gillies Ave,Newmarket,Auckland,1023 | Vector | No charging cost | DC, 50 KW, CHAdeMO, Status: live
Auckland | Newmarket Substation | Cnr Seccombes & Gillies Ave,Newmarket,Auckland,1023 | Vector | No charging cost | DC, 50 KW, Type 2 CCS, Status: live
Auckland | Newmarket Substation | Cnr Seccombes & Gillies Ave,Newmarket,Auckland,1023 | Vector | No charging cost | DC, 50 KW, Type 2 CCS, Status: live
Auckland | Newmarket Substation | Cnr Seccombes & Gillies Ave,Newmarket,Auckland,1023 | Vector | No charging cost | DC, 50 KW, CHAdeMO, Status: live
Auckland | Newmarket Substation | Cnr Seccombes & Gillies Ave,Newmarket,Auckland,1023 | Vector | No charging cost | DC, 50 KW, Type 2 CCS, Status: live | 2016:02:06 00:00:00
Auckland | Newmarket Substation | Cnr Seccombes & Gillies Ave,Newmarket,Auckland,1023 | Vector | No charging cost | DC, 50 KW, Type 2 CCS, Status: live | 2016:02:06 00:00:00
Auckland | Northwest Shopping Centre | 1/7 Fred Taylor Drive,Massey,Auckland | Vector | No charging cost | DC, 3 KW, Type 2 Tethered, Status: live | 2016:02:06 00:00:00
Auckland | Northwest Shopping Centre | 1/7 Fred Taylor Drive,Massey,Auckland | Vector | No charging cost | DC, 3 KW, Type 2 Tethered, Status: live | 2016:02:06 00:00:00
Auckland | NZ BLOOD SERVICE | 71 Great South Road, Epsom, Auckland 1051 | MERIDIAN ENERGY LIMITED | No charging cost | AC, 44 KW, Type 2 Socketed, Status: live | 2020:05:01 00:00:00
Auckland | NZ BLOOD SERVICE | 71 Great South Road, Epsom, Auckland 1051 | MERIDIAN ENERGY LIMITED | No charging cost | AC, 44 KW, Type 2 Socketed, Status: live | 2020:05:01 00:00:00
Auckland | NZ BLOOD SERVICE | 71 Great South Road, Epsom, Auckland 1051 | MERIDIAN ENERGY LIMITED | No charging cost | AC, 44 KW, Type 2 Socketed, Status: live | 2020:05:01 00:00:00
Auckland | NZ BLOOD SERVICE | 71 Great South Road, Epsom, Auckland 1051 | MERIDIAN ENERGY LIMITED | No charging cost | AC, 44 KW, Type 2 Socketed, Status: live | 2020:05:01 00:00:00
Auckland | Orewa | 11 Moana Ave, Orewa 0931, NZ | ChargeNet NZ | No charging cost | DC, 50 KW, CHAdeMO, Status: live | 2018:03:26 01:51:28
Auckland | Orewa | 11 Moana Ave, Orewa 0931, NZ | ChargeNet NZ | No charging cost | DC, 50 KW, Type 2 CCS, Status: live | 2018:03:26 01:51:28
Auckland | Ormiston Town Centre | 240 Ormiston road, Flat Bush, Auckland, 2012, New Zealand | Todd Property Ormiston Town Centre Limited | No charging cost | AC, 32 KW, Type 2 Socketed, Status: live | 2021:03:25 00:00:00
Auckland | Ormiston Town Centre | 240 Ormiston road, Flat Bush, Auckland, 2012, New Zealand | Todd Property Ormiston Town Centre Limited | No charging cost | AC, 32 KW, Type 2 Socketed, Status: live | 2021:03:25 00:00:00
Auckland | Ormiston Town Centre | 240 Ormiston road, Flat Bush, Auckland, 2012, New Zealand | Todd Property Ormiston Town Centre Limited | No charging cost | AC, 25 KW, Type 2 Socketed, Status: live | 2021:03:25 00:00:00
Auckland | Ormiston Town Centre | 240 Ormiston road, Flat Bush, Auckland, 2012, New Zealand | Todd Property Ormiston Town Centre Limited | No charging cost | AC, 32 KW, Type 2 Socketed, Status: live | 2021:03:25 00:00:00
Auckland | Ormiston Town Centre | 240 Ormiston road, Flat Bush, Auckland, 2012, New Zealand | Todd Property Ormiston Town Centre Limited | No charging cost | AC, 32 KW, Type 2 Socketed, Status: live | 2021:03:25 00:00:00
Auckland | Ormiston Town Centre | 240 Ormiston road, Flat Bush, Auckland, 2012, New Zealand | Todd Property Ormiston Town Centre Limited | No charging cost | AC, 32 KW, Type 2 Socketed, Status: live | 2021:03:25 00:00:00
Auckland | Ormiston Town Centre | 240 Ormiston road, Flat Bush, Auckland, 2012, New Zealand | Todd Property Ormiston Town Centre Limited | No charging cost | AC, 32 KW, Type 2 Socketed, Status: live | 2021:03:25 00:00:00
Auckland | Ormiston Town Centre | 240 Ormiston road, Flat Bush, Auckland, 2012, New Zealand | Todd Property Ormiston Town Centre Limited | No charging cost | AC, 32 KW, Type 2 Socketed, Status: live | 2021:03:25 00:00:00
Auckland | Ormiston Town Centre | 240 Ormiston road, Flat Bush, Auckland, 2012, New Zealand | Todd Property Ormiston Town Centre Limited | No charging cost | AC, 32 KW, Type 2 Socketed, Status: live | 2021:03:25 00:00:00
Auckland | Ormiston Town Centre | 240 Ormiston road, Flat Bush, Auckland, 2012, New Zealand | Todd Property Ormiston Town Centre Limited | No charging cost | AC, 32 KW, Type 2 Socketed, Status: live | 2021:03:25 00:00:00
Auckland | Ormiston Town Centre | 240 Ormiston road, Flat Bush, Auckland, 2012, New Zealand | Todd Property Ormiston Town Centre Limited | No charging cost | AC, 32 KW, Type 1 Tethered, Status: live | 2021:03:25 00:00:00
Auckland | Ormiston Town Centre | 240 Ormiston road, Flat Bush, Auckland, 2012, New Zealand | Todd Property Ormiston Town Centre Limited | No charging cost | AC, 32 KW, Type 1 Tethered, Status: live | 2021:03:25 00:00:00
Auckland | Ormiston Town Centre | 240 Ormiston road, Flat Bush, Auckland, 2012, New Zealand | Todd Property Ormiston Town Centre Limited | No charging cost | AC, 32 KW, Type 1 Tethered, Status: live | 2021:03:25 00:00:00
Auckland | Ormiston Town Centre | 240 Ormiston road, Flat Bush, Auckland, 2012, New Zealand | Todd Property Ormiston Town Centre Limited | No charging cost | AC, 32 KW, Type 1 Tethered, Status: live | 2021:03:25 00:00:00
Auckland | Piha Cafe | 20 Seaview Road,Auckland,Piha,0772 | Vector | No charging cost | DC, 3 KW, Type 2 Socketed, Status: live | 2016:02:06 00:00:00
Auckland | Pilkington Rd | 28-30 Pilkington Rd, Auckland 1072, NZ | ChargeNet NZ | Charging costs apply | AC, 7 KW, Type 2 Socketed, Status: live | 2019:01:14 03:37:59
Auckland | Pilkington Rd | 28-30 Pilkington Rd, Auckland 1072, NZ | ChargeNet NZ | Charging costs apply | AC, 7 KW, Type 2 Socketed, Status: live | 2019:01:14 03:37:59
Auckland | Pilkington Rd | 28-30 Pilkington Rd, Auckland 1072, NZ | ChargeNet NZ | Charging costs apply | AC, 7 KW, Type 2 Socketed, Status: live | 2019:01:14 03:37:59
Auckland | Pilkington Rd | 28-30 Pilkington Rd, Auckland 1072, NZ | ChargeNet NZ | Charging costs apply | AC, 7 KW, Type 2 Socketed, Status: live | 2019:01:14 03:37:59
Auckland | Pilkington Rd | 28-30 Pilkington Rd, Auckland 1072, NZ | ChargeNet NZ | Charging costs apply | AC, 7 KW, Type 2 Socketed, Status: live | 2019:01:14 03:37:59
Auckland | Pilkington Rd | 28-30 Pilkington Rd, Auckland 1072, NZ | ChargeNet NZ | Charging costs apply | AC, 7 KW, Type 2 Socketed, Status: live | 2019:01:14 03:37:59
Auckland | Pompallier Tce | 2 Pompallier Terrace, Auckland 1011, NZ | ChargeNet NZ | Charging costs apply | AC, 7 KW, Type 2 Socketed, Status: live | 2018:12:16 23:58:19
Auckland | Pompallier Tce | 2 Pompallier Terrace, Auckland 1011, NZ | ChargeNet NZ | Charging costs apply | AC, 7 KW, Type 2 Socketed, Status: live | 2018:12:16 23:58:19
Auckland | Pompallier Tce | 2 Pompallier Terrace, Auckland 1011, NZ | ChargeNet NZ | Charging costs apply | AC, 7 KW, Type 2 Socketed, Status: live | 2018:12:16 23:58:19
Auckland | Ronwood Ave Carpark | Cnr Ronwood and Davies Ave, Auckland 2104, NZ | ChargeNet NZ | Charging costs apply | AC, 7 KW, Type 2 Socketed, Status: live | 2018:06:17 23:09:15
Auckland | Ronwood Ave Carpark | Cnr Ronwood and Davies Ave, Auckland 2104, NZ | ChargeNet NZ | Charging costs apply | AC, 7 KW, Type 2 Socketed, Status: live | 2018:06:17 23:09:15
Auckland | Ronwood Ave Carpark | Cnr Ronwood and Davies Ave, Auckland 2104, NZ | ChargeNet NZ | Charging costs apply | AC, 7 KW, Type 2 Socketed, Status: live | 2018:06:17 23:09:15
Auckland | Ronwood Ave Carpark | Cnr Ronwood and Davies Ave, Auckland 2104, NZ | ChargeNet NZ | Charging costs apply | AC, 7 KW, Type 2 Socketed, Status: live | 2018:06:17 23:09:15
Auckland | Ronwood Ave Carpark | Cnr Ronwood and Davies Ave, Auckland 2104, NZ | ChargeNet NZ | Charging costs apply | AC, 7 KW, Type 2 Socketed, Status: live | 2018:06:17 23:09:15
Auckland | Ronwood Ave Carpark | Cnr Ronwood and Davies Ave, Auckland 2104, NZ | ChargeNet NZ | Charging costs apply | AC, 7 KW, Type 2 Socketed, Status: live | 2018:06:17 23:09:15
Auckland | Rosedale | 6B Piermark Drive, Auckland 0632, New Zealand | ChargeNet NZ | No charging cost | DC, 50 KW, CHAdeMO, Status: live
Auckland | Rosedale | 6B Piermark Drive, Auckland 0632, New Zealand | ChargeNet NZ | No charging cost | DC, 50 KW, Type 2 CCS, Status: live
Auckland | Royal Oak | 100 Pah Rd, Auckland 1023, NZ | The Warehouse Ltd | No charging cost | DC, 25 KW, CHAdeMO, Status: live | 2021:01:26 02:00:00
Auckland | Royal Oak | 100 Pah Rd, Auckland 1023, NZ | The Warehouse Ltd | No charging cost | DC, 25 KW, Type 2 CCS, Status: live | 2021:01:26 02:00:00
Auckland | STADIUM SOUTHLAND | 36 Surrey Park Road, Glengarry, Invercargill 9810 | MERIDIAN ENERGY LIMITED | No charging cost | AC, 44 KW, Type 2 Socketed, Status: live | 2022:04:05 00:00:00
Auckland | STADIUM SOUTHLAND | 36 Surrey Park Road, Glengarry, Invercargill 9810 | MERIDIAN ENERGY LIMITED | No charging cost | AC, 44 KW, Type 2 Socketed, Status: live | 2022:04:05 00:00:00
Auckland | STADIUM SOUTHLAND | 36 Surrey Park Road, Glengarry, Invercargill 9810 | MERIDIAN ENERGY LIMITED | No charging cost | AC, 44 KW, Type 2 Socketed, Status: live | 2022:04:05 00:00:00
Auckland | STADIUM SOUTHLAND | 36 Surrey Park Road, Glengarry, Invercargill 9810 | MERIDIAN ENERGY LIMITED | No charging cost | AC, 44 KW, Type 2 Socketed, Status: live | 2022:04:05 00:00:00
Auckland | STADIUM SOUTHLAND | 36 Surrey Park Road, Glengarry, Invercargill 9810 | MERIDIAN ENERGY LIMITED | No charging cost | AC, 44 KW, Type 2 Socketed, Status: live | 2022:04:05 00:00:00
Auckland | STADIUM SOUTHLAND | 36 Surrey Park Road, Glengarry, Invercargill 9810 | MERIDIAN ENERGY LIMITED | No charging cost | AC, 44 KW, Type 2 Socketed, Status: live | 2022:04:05 00:00:00
Auckland | STADIUM SOUTHLAND | 36 Surrey Park Road, Glengarry, Invercargill 9810 | MERIDIAN ENERGY LIMITED | No charging cost | AC, 44 KW, Type 2 Socketed, Status: live | 2022:04:05 00:00:00
Auckland | STADIUM SOUTHLAND | 36 Surrey Park Road, Glengarry, Invercargill 9810 | MERIDIAN ENERGY LIMITED | No charging cost | AC, 44 KW, Type 2 Socketed, Status: live | 2022:04:05 00:00:00
Auckland | SUMMERSET RETIREMENT VILLAGE, AVONHEAD | 120 Hawthornden Road, Avonhead, Christchurch 8042 | MERIDIAN ENERGY LIMITED | No charging cost | AC, 44 KW, Type 2 Socketed, Status: live | 2022:04:13 00:00:00
Auckland | SUMMERSET RETIREMENT VILLAGE, AVONHEAD | 120 Hawthornden Road, Avonhead, Christchurch 8042 | MERIDIAN ENERGY LIMITED | No charging cost | AC, 44 KW, Type 2 Socketed, Status: live | 2022:04:13 00:00:00
Auckland | Symonds St | 226-228 Symonds St, Auckland 1010, NZ | ChargeNet NZ | Charging costs apply | AC, 7 KW, Type 2 Socketed, Status: live | 2019:06:14 07:28:00
Auckland | Symonds St | 226-228 Symonds St, Auckland 1010, NZ | ChargeNet NZ | Charging costs apply | AC, 7 KW, Type 2 Socketed, Status: live | 2019:06:14 07:28:00
Auckland | Symonds St | 226-228 Symonds St, Auckland 1010, NZ | ChargeNet NZ | Charging costs apply | AC, 7 KW, Type 2 Socketed, Status: live | 2019:06:14 07:28:00
Auckland | Symonds St | 226-228 Symonds St, Auckland 1010, NZ | ChargeNet NZ | Charging costs apply | AC, 7 KW, Type 2 Socketed, Status: live | 2019:06:14 07:28:00
Auckland | Symonds St | 226-228 Symonds St, Auckland 1010, NZ | ChargeNet NZ | Charging costs apply | AC, 7 KW, Type 2 Socketed, Status: live | 2019:06:14 07:28:00
Auckland | Symonds St | 226-228 Symonds St, Auckland 1010, NZ | ChargeNet NZ | Charging costs apply | AC, 7 KW, Type 2 Socketed, Status: live | 2019:06:14 07:28:00
Auckland | Takanini | 345 Great South Rd, Takanini 2112, NZ | ChargeNet NZ | No charging cost | DC, 25 KW, CHAdeMO, Status: live | 2018:06:14 05:09:19
Auckland | Takanini | 345 Great South Rd, Takanini 2112, NZ | ChargeNet NZ | No charging cost | DC, 25 KW, Type 2 CCS, Status: live | 2018:06:14 05:09:19
Auckland | Takanini Village | 30 Walters Road,Takanini,Auckland,2112 | Vector | No charging cost | DC, 50 KW, Type 2 CCS, Status: live | 2016:02:06 00:00:00
Auckland | Takanini Village | 30 Walters Road,Takanini,Auckland,2112 | Vector | No charging cost | DC, 50 KW, CHAdeMO, Status: live | 2016:02:06 00:00:00
Auckland | THE RISE | 490 Titirangi Road, Auckland 0604 | MERIDIAN ENERGY LIMITED | No charging cost | AC, 22 KW, Type 2 Socketed, Status: live | 2021:08:13 00:00:00
Auckland | THE RISE | 490 Titirangi Road, Auckland 0604 | MERIDIAN ENERGY LIMITED | No charging cost | AC, 22 KW, Type 2 Socketed, Status: live | 2021:08:13 00:00:00
Auckland | Vector | 101 Carlton Gore Road,Newmarket,Auckland | Vector | No charging cost | DC, 3 KW, Type 2 Tethered, Status: live | 2016:02:06 00:00:00
Auckland | Vector | 101 Carlton Gore Road,Newmarket,Auckland | Vector | No charging cost | DC, 3 KW, Type 1 Tethered, Status: live | 2016:02:06 00:00:00
Auckland | Vector | 101 Carlton Gore Road,Newmarket,Auckland | Vector | No charging cost | DC, 3 KW, Type 1 Tethered, Status: live | 2016:02:06 00:00:00
Auckland | Victoria St Car Park | 30 Kitchener Street, Auckland 1010, NZ | ChargeNet NZ | Charging costs apply | AC, 7 KW, Type 2 Socketed, Status: live | 2018:04:28 09:45:54
Auckland | Victoria St Car Park | 30 Kitchener Street, Auckland 1010, NZ | ChargeNet NZ | Charging costs apply | AC, 7 KW, Type 2 Socketed, Status: live | 2018:04:28 09:45:54
Auckland | Victoria St Car Park | 30 Kitchener Street, Auckland 1010, NZ | ChargeNet NZ | Charging costs apply | AC, 7 KW, Type 2 Socketed, Status: live | 2018:04:28 09:45:54
Auckland | Vodafone Events Centre | 770 Great South Road,Wiri,Manukau | Vector | No charging cost | DC, 3 KW, Type 1 Tethered, Status: live | 2016:02:06 00:00:00
Auckland | Vodafone Events Centre | 770 Great South Road,Wiri,Manukau | Vector | No charging cost | DC, 3 KW, Type 2 Tethered, Status: live | 2016:02:06 00:00:00
Auckland | Warkworth | 19 Percy Street, Warkworth 0910, New Zealand | ChargeNet NZ | No charging cost | DC, 50 KW, Type 2 CCS, Status: live | 2017:04:09 12:00:00
Auckland | Warkworth | 19 Percy Street, Warkworth 0910, New Zealand | ChargeNet NZ | No charging cost | DC, 50 KW, CHAdeMO, Status: live | 2017:04:09 12:00:00
Auckland | Westgate | Tawhia Dr, Auckland 0814, New Zealand | ChargeNet NZ | No charging cost | DC, 50 KW, Type 2 CCS, Status: live | 2021:05:26 22:30:28
Auckland | Westgate | Tawhia Dr, Auckland 0814, New Zealand | ChargeNet NZ | No charging cost | DC, 50 KW, CHAdeMO, Status: live | 2021:05:26 22:30:28
Auckland | Z Beach Road | 150 Beach Road, Parnell, Auckland 1010, New Zealand | Z Energy | No charging cost | DC, 50 KW, CHAdeMO, Status: live
Auckland | Z Beach Road | 150 Beach Road, Parnell, Auckland 1010, New Zealand | Z Energy | No charging cost | DC, 50 KW, Type 2 CCS, Status: live
Auckland | Z Botany Downs | 550 Te Irirangi Drive, Botany Downs, Auckland 2013, New Zealand | Z Energy | No charging cost | DC, 50 KW, CHAdeMO, Status: live
Auckland | Z Botany Downs | 550 Te Irirangi Drive, Botany Downs, Auckland 2013, New Zealand | Z Energy | No charging cost | DC, 50 KW, Type 2 CCS, Status: live
Waikato | Cambridge | 73 Queen St, Cambridge 3434, New Zealand | ChargeNet NZ | No charging cost | DC, 50 KW, CHAdeMO, Status: live | 2017:05:01 12:00:00
Waikato | Cambridge | 73 Queen St, Cambridge 3434, New Zealand | ChargeNet NZ | No charging cost | DC, 50 KW, Type 2 CCS, Status: live | 2017:05:01 12:00:00
Waikato | Cambridge Duke St Carpark | Duke Street Car Park 88 Alpha Street, Cambridge 3434 | Hikotron | No charging cost | AC, 7 KW, Type 2 Socketed, Status: live
Waikato | Cambridge Duke St Carpark | Duke Street Car Park 88 Alpha Street, Cambridge 3434 | Hikotron | No charging cost | AC, 7 KW, Type 2 Socketed, Status: live
Waikato | Cambridge Duke St Carpark | Duke Street Car Park 88 Alpha Street, Cambridge 3434 | Hikotron | No charging cost | AC, 7 KW, Type 2 Socketed, Status: live
Waikato | Cambridge Duke St Carpark | Duke Street Car Park 88 Alpha Street, Cambridge 3434 | Hikotron | No charging cost | AC, 7 KW, Type 2 Socketed, Status: live
Waikato | Caro Street | 4 Caro St, Hamilton | WEL Networks Ltd | No charging cost | DC, 50 KW, CHAdeMO, Status: live | 2018:01:01 00:00:00
Waikato | Caro Street | 4 Caro St, Hamilton | WEL Networks Ltd | No charging cost | DC, 50 KW, Type 2 Tethered, Status: live | 2018:01:01 00:00:00
Waikato | Caro Street | 4 Caro St, Hamilton | WEL Networks Ltd | No charging cost | DC, 50 KW, Type 2 CCS, Status: live | 2018:01:01 00:00:00
Waikato | Claudelands | 160 Peachgrove Road, Hamilton East | WEL Networks Ltd | No charging cost | DC, 25 KW, Type 2 CCS, Status: live | 2018:01:01 00:00:00
Waikato | Claudelands | 160 Peachgrove Road, Hamilton East | WEL Networks Ltd | No charging cost | AC, 22 KW, Type 2 Socketed, Status: live | 2018:01:01 00:00:00
Waikato | Claudelands | 160 Peachgrove Road, Hamilton East | WEL Networks Ltd | No charging cost | DC, 25 KW, CHAdeMO, Status: live | 2018:01:01 00:00:00
Waikato | Claudelands | 160 Peachgrove Road, Hamilton East | WEL Networks Ltd | No charging cost | DC, 25 KW, Type 2 CCS, Status: live | 2018:01:01 00:00:00
Waikato | Claudelands | 160 Peachgrove Road, Hamilton East | WEL Networks Ltd | No charging cost | DC, 25 KW, CHAdeMO, Status: live | 2018:01:01 00:00:00
Waikato | Colonial City Motel | 2 Pembroke Lane, Hamilton Lake, Hamilton 3204 | Hikotron | No charging cost | AC, 7 KW, Type 2 Socketed, Status: live
Waikato | Colonial City Motel | 2 Pembroke Lane, Hamilton Lake, Hamilton 3204 | Hikotron | No charging cost | AC, 7 KW, Type 2 Socketed, Status: live
Waikato | Coromandel | 55 Woollams Avenue, Coromandel 3506, New Zealand | ChargeNet NZ | No charging cost | DC, 50 KW, CHAdeMO, Status: live | 2017:11:02 11:00:00
Waikato | Coromandel | 55 Woollams Avenue, Coromandel 3506, New Zealand | ChargeNet NZ | No charging cost | DC, 50 KW, Type 2 CCS, Status: live | 2017:11:02 11:00:00
Waikato | Drive EV | 60 Tuwharetoa St, Taupo 3330, New Zealand | Drive EV Ltd | No charging cost | DC, 50 KW, CHAdeMO, Status: live | 2020:12:04 03:58:57
Waikato | Drive EV | 60 Tuwharetoa St, Taupo 3330, New Zealand | Drive EV Ltd | No charging cost | DC, 50 KW, Type 2 CCS, Status: live | 2020:12:04 03:58:57
Waikato | Drive EV | 60 Tuwharetoa St, Taupo 3330, New Zealand | Drive EV Ltd | No charging cost | AC, 22 KW, Type 2 Socketed, Status: live | 2020:12:04 03:58:57
Waikato | Drive EV | 60 Tuwharetoa St, Taupo 3330, New Zealand | Drive EV Ltd | No charging cost | AC, 22 KW, Type 2 Socketed, Status: live | 2020:12:04 03:58:57
Waikato | Hamilton Electric Vehicles | Cnr West Street and, Lincoln Street, Frankton, Hamilton 3200 | Hikotron | No charging cost | AC, 7 KW, Type 2 Socketed, Status: live
Waikato | Hamilton Electric Vehicles | Cnr West Street and, Lincoln Street, Frankton, Hamilton 3200 | Hikotron | No charging cost | AC, 7 KW, Type 2 Socketed, Status: live
Waikato | Hamilton North | 551 Anglesea Street, Hamilton | WEL Networks Ltd | No charging cost | DC, 25 KW, CHAdeMO, Status: live | 2018:01:01 00:00:00
Waikato | Hamilton North | 551 Anglesea Street, Hamilton | WEL Networks Ltd | No charging cost | AC, 22 KW, Type 2 Socketed, Status: live | 2018:01:01 00:00:00
Waikato | Hamilton North | 551 Anglesea Street, Hamilton | WEL Networks Ltd | No charging cost | DC, 25 KW, Type 2 CCS, Status: live | 2018:01:01 00:00:00
Waikato | Hamilton North | 551 Anglesea Street, Hamilton | WEL Networks Ltd | No charging cost | DC, 25 KW, CHAdeMO, Status: live | 2018:01:01 00:00:00
Waikato | Hamilton North | 551 Anglesea Street, Hamilton | WEL Networks Ltd | No charging cost | DC, 25 KW, Type 2 CCS, Status: live | 2018:01:01 00:00:00
Waikato | Hamilton South | 58 Anglesea Street, Hamilton | WEL Networks Ltd | No charging cost | AC, 22 KW, Type 2 Socketed, Status: live | 2018:01:01 00:00:00
Waikato | Hamilton South | 58 Anglesea Street, Hamilton | WEL Networks Ltd | No charging cost | DC, 25 KW, Type 2 CCS, Status: live | 2018:01:01 00:00:00
Waikato | Hamilton South | 58 Anglesea Street, Hamilton | WEL Networks Ltd | No charging cost | DC, 25 KW, CHAdeMO, Status: live | 2018:01:01 00:00:00
Waikato | Hamilton South | 58 Anglesea Street, Hamilton | WEL Networks Ltd | No charging cost | DC, 25 KW, Type 2 CCS, Status: live | 2018:01:01 00:00:00
Waikato | Hamilton South | 58 Anglesea Street, Hamilton | WEL Networks Ltd | No charging cost | DC, 25 KW, CHAdeMO, Status: live | 2018:01:01 00:00:00
Waikato | Hampton Downs | 20 Hampton Downs Road, Hampton Downs | WEL Networks Ltd | No charging cost | DC, 50 KW, Type 2 CCS, Status: live | 2018:01:01 00:00:00
Waikato | Hampton Downs | 20 Hampton Downs Road, Hampton Downs | WEL Networks Ltd | No charging cost | DC, 50 KW, CHAdeMO, Status: live | 2018:01:01 00:00:00
Waikato | Hampton Downs | 20 Hampton Downs Road, Hampton Downs | WEL Networks Ltd | No charging cost | DC, 50 KW, Type 2 Tethered, Status: live | 2018:01:01 00:00:00
Waikato | Huka Falls Jet | End of Karetoto Road, Wairakei 3384, New Zealand | ChargeNet NZ | No charging cost | DC, 25 KW, Type 2 CCS, Status: live | 2019:11:07 03:42:19
Waikato | Huka Falls Jet | End of Karetoto Road, Wairakei 3384, New Zealand | ChargeNet NZ | No charging cost | DC, 25 KW, CHAdeMO, Status: live | 2019:11:07 03:42:19
Waikato | Huntly | 20 Tumate Mahuta Drive, Huntly | WEL Networks Ltd | No charging cost | DC, 25 KW, CHAdeMO, Status: live | 2018:01:01 00:00:00
Waikato | Huntly | 20 Tumate Mahuta Drive, Huntly | WEL Networks Ltd | No charging cost | DC, 25 KW, Type 2 CCS, Status: live | 2018:01:01 00:00:00
Waikato | Huntly | 20 Tumate Mahuta Drive, Huntly | WEL Networks Ltd | No charging cost | DC, 25 KW, Type 2 CCS, Status: live | 2018:01:01 00:00:00
Waikato | Huntly | 20 Tumate Mahuta Drive, Huntly | WEL Networks Ltd | No charging cost | AC, 7 KW, Type 2 Socketed, Status: live | 2018:01:01 00:00:00
Waikato | Huntly | 20 Tumate Mahuta Drive, Huntly | WEL Networks Ltd | No charging cost | DC, 25 KW, CHAdeMO, Status: live | 2018:01:01 00:00:00
Waikato | Innovation Park | 9 Melody Lane, Hamilton East | WEL Networks Ltd | No charging cost | DC, 50 KW, CHAdeMO, Status: live | 2018:01:01 00:00:00
Waikato | Innovation Park | 9 Melody Lane, Hamilton East | WEL Networks Ltd | No charging cost | DC, 50 KW, Type 2 CCS, Status: live | 2018:01:01 00:00:00
Waikato | Innovation Park | 9 Melody Lane, Hamilton East | WEL Networks Ltd | No charging cost | DC, 50 KW, Type 2 Tethered, Status: live | 2018:01:01 00:00:00
Waikato | Matamata | 45 Waharoa Rd, Matamata 3400, NZ | ChargeNet NZ | No charging cost | DC, 50 KW, CHAdeMO, Status: live | 2018:12:20 00:00:00
Waikato | Matamata | 45 Waharoa Rd, Matamata 3400, NZ | ChargeNet NZ | No charging cost | DC, 50 KW, Type 2 CCS, Status: live | 2018:12:20 00:00:00
Waikato | Matangi Factory | 452 Tauwhare Road, Tamahere 3284 | Hikotron | No charging cost | AC, 7 KW, Type 2 Socketed, Status: live
Waikato | Matangi Factory | 452 Tauwhare Road, Tamahere 3284 | Hikotron | No charging cost | AC, 7 KW, Type 2 Socketed, Status: live
Waikato | Maui Street | 114 Maui St, Pukete | WEL Networks Ltd | No charging cost | DC, 50 KW, Type 2 CCS, Status: live | 2018:01:01 00:00:00
Waikato | Maui Street | 114 Maui St, Pukete | WEL Networks Ltd | No charging cost | DC, 50 KW, CHAdeMO, Status: live | 2018:01:01 00:00:00
Waikato | Maui Street | 114 Maui St, Pukete | WEL Networks Ltd | No charging cost | DC, 50 KW, Type 2 Tethered, Status: live | 2018:01:01 00:00:00
Waikato | Mill St | 17 Mill Street, Hamilton 3200, New Zealand | ChargeNet NZ | No charging cost | DC, 50 KW, CHAdeMO, Status: live | 2019:04:23 06:25:46
Waikato | Mill St | 17 Mill Street, Hamilton 3200, New Zealand | ChargeNet NZ | No charging cost | DC, 50 KW, Type 2 CCS, Status: live | 2019:04:23 06:25:46
Waikato | Mokau | Cnr SH3 and Rerenga St, Mokau 4376, New Zealand | ChargeNet NZ | No charging cost | DC, 50 KW, Type 2 CCS, Status: live | 2021:11:23 11:00:00
Waikato | Mokau | Cnr SH3 and Rerenga St, Mokau 4376, New Zealand | ChargeNet NZ | No charging cost | DC, 50 KW, CHAdeMO, Status: live | 2021:11:23 11:00:00
Waikato | Morrinsville | 79/89-97 Thames St, Morrinsville 3300, NZ | ChargeNet NZ | No charging cost | DC, 50 KW, CHAdeMO, Status: live | 2018:10:09 00:27:36
Waikato | Morrinsville | 79/89-97 Thames St, Morrinsville 3300, NZ | ChargeNet NZ | No charging cost | DC, 50 KW, Type 2 CCS, Status: live | 2018:10:09 00:27:36
Waikato | Mystery Creek | 153 Ingram Road, Waitomo Fuel, Mystery Creek | WEL Networks Ltd | No charging cost | DC, 50 KW, Type 2 Tethered, Status: live | 2018:01:01 00:00:00
Waikato | Mystery Creek | 153 Ingram Road, Waitomo Fuel, Mystery Creek | WEL Networks Ltd | No charging cost | DC, 50 KW, CHAdeMO, Status: live | 2018:01:01 00:00:00
Waikato | Mystery Creek | 153 Ingram Road, Waitomo Fuel, Mystery Creek | WEL Networks Ltd | No charging cost | DC, 50 KW, Type 2 CCS, Status: live | 2018:01:01 00:00:00
Waikato | Pirongia | 270 Crozier St, Pirongia 3802, NZ | ChargeNet NZ | No charging cost | DC, 50 KW, Type 2 CCS, Status: live | 2018:11:01 21:29:31
Waikato | Pirongia | 270 Crozier St, Pirongia 3802, NZ | ChargeNet NZ | No charging cost | DC, 50 KW, CHAdeMO, Status: live | 2018:11:01 21:29:31
Waikato | Raglan | 43 Bow St, Raglan | WEL Networks Ltd | No charging cost | DC, 50 KW, Type 2 Tethered, Status: live | 2018:01:01 00:00:00
Waikato | Raglan | 43 Bow St, Raglan | WEL Networks Ltd | No charging cost | DC, 50 KW, Type 2 CCS, Status: live | 2018:01:01 00:00:00
Waikato | Raglan | 43 Bow St, Raglan | WEL Networks Ltd | No charging cost | DC, 50 KW, CHAdeMO, Status: live | 2018:01:01 00:00:00
Waikato | Rototuna North | 3 Fergy Place, Rototuna North, Hamilton 3210 | WEL Networks Ltd | No charging cost | DC, 25 KW, Type 2 CCS, Status: live | 2018:01:01 00:00:00
Waikato | Rototuna North | 3 Fergy Place, Rototuna North, Hamilton 3210 | WEL Networks Ltd | No charging cost | AC, 22 KW, Type 2 Socketed, Status: live | 2018:01:01 00:00:00
Waikato | Rototuna North | 3 Fergy Place, Rototuna North, Hamilton 3210 | WEL Networks Ltd | No charging cost | DC, 25 KW, CHAdeMO, Status: live | 2018:01:01 00:00:00
Waikato | Rototuna North | 3 Fergy Place, Rototuna North, Hamilton 3210 | WEL Networks Ltd | No charging cost | DC, 25 KW, Type 2 CCS, Status: live | 2018:01:01 00:00:00
Waikato | Rototuna North | 3 Fergy Place, Rototuna North, Hamilton 3210 | WEL Networks Ltd | No charging cost | DC, 25 KW, CHAdeMO, Status: live | 2018:01:01 00:00:00
Waikato | SKYCITY HAMILTON | 346 Victoria Street, Hamilton Central, Hamilton 3204 | MERIDIAN ENERGY LIMITED | Charging costs apply | AC, 44 KW, Type 2 Socketed, Status: live | 2022:07:08 00:00:00
Waikato | SKYCITY HAMILTON | 346 Victoria Street, Hamilton Central, Hamilton 3204 | MERIDIAN ENERGY LIMITED | Charging costs apply | AC, 44 KW, Type 2 Socketed, Status: live | 2022:07:08 00:00:00
Waikato | SKYCITY HAMILTON | 346 Victoria Street, Hamilton Central, Hamilton 3204 | MERIDIAN ENERGY LIMITED | Charging costs apply | AC, 44 KW, Type 2 Socketed, Status: live | 2022:07:08 00:00:00
Waikato | SKYCITY HAMILTON | 346 Victoria Street, Hamilton Central, Hamilton 3204 | MERIDIAN ENERGY LIMITED | Charging costs apply | AC, 44 KW, Type 2 Socketed, Status: live | 2022:07:08 00:00:00
Waikato | St James | 23 Horsham Downs Road, Rototuna | WEL Networks Ltd | No charging cost | DC, 25 KW, CHAdeMO, Status: live | 2018:01:01 00:00:00
Waikato | St James | 23 Horsham Downs Road, Rototuna | WEL Networks Ltd | No charging cost | DC, 25 KW, Type 2 CCS, Status: live | 2018:01:01 00:00:00
Waikato | St James | 23 Horsham Downs Road, Rototuna | WEL Networks Ltd | No charging cost | AC, 22 KW, Type 2 Socketed, Status: live | 2018:01:01 00:00:00
Waikato | St James | 23 Horsham Downs Road, Rototuna | WEL Networks Ltd | No charging cost | DC, 25 KW, CHAdeMO, Status: live | 2018:01:01 00:00:00
Waikato | St James | 23 Horsham Downs Road, Rototuna | WEL Networks Ltd | No charging cost | DC, 25 KW, Type 2 CCS, Status: live | 2018:01:01 00:00:00
Waikato | STOKES VALLEY COMMUNITY HUB | 186 Stokes Valley Road, Lower Hutt 5019 | MERIDIAN ENERGY LIMITED | No charging cost | AC, 44 KW, Type 2 Socketed, Status: live | 2022:06:21 00:00:00
Waikato | STOKES VALLEY COMMUNITY HUB | 186 Stokes Valley Road, Lower Hutt 5019 | MERIDIAN ENERGY LIMITED | No charging cost | AC, 44 KW, Type 2 Socketed, Status: live | 2022:06:21 00:00:00
Waikato | Tairua | 6 Tokoroa Rd, Tairua 3508, New Zealand | ChargeNet NZ | No charging cost | DC, 50 KW, CHAdeMO, Status: live | 2017:05:04 12:00:00
Waikato | Tairua | 6 Tokoroa Rd, Tairua 3508, New Zealand | ChargeNet NZ | No charging cost | DC, 50 KW, Type 2 CCS, Status: live | 2017:05:04 12:00:00
Waikato | Taupo Central | 1 Kaimanawa Street, Taupo 3330, New Zealand | Unison Networks Limited | No charging cost | DC, 50 KW, Type 2 CCS, Status: live | 2016:11:22 01:53:11
Waikato | Taupo Central | 1 Kaimanawa Street, Taupo 3330, New Zealand | Unison Networks Limited | No charging cost | DC, 50 KW, CHAdeMO, Status: live | 2016:11:22 01:53:11
Waikato | Taupo HPC | Roberts St, Taupo 3300, New Zealand | ChargeNet NZ | No charging cost | DC, 300 KW, Type 2 CCS, Status: live | 2021:03:25 20:12:47
Waikato | Taupo HPC | Roberts St, Taupo 3300, New Zealand | ChargeNet NZ | No charging cost | DC, 50 KW, CHAdeMO, Status: live | 2021:03:25 20:12:47
Waikato | Taupo HPC | Roberts St, Taupo 3300, New Zealand | ChargeNet NZ | No charging cost | DC, 300 KW, Type 2 CCS, Status: live | 2021:03:25 20:12:47
Waikato | Taupo HPC | Roberts St, Taupo 3300, New Zealand | ChargeNet NZ | No charging cost | DC, 50 KW, CHAdeMO, Status: live | 2021:03:25 20:12:52
Waikato | Taupo HPC | Roberts St, Taupo 3300, New Zealand | ChargeNet NZ | No charging cost | DC, 300 KW, Type 2 CCS, Status: live | 2021:03:25 20:12:52
Waikato | Taupo HPC | Roberts St, Taupo 3300, New Zealand | ChargeNet NZ | No charging cost | DC, 300 KW, Type 2 CCS, Status: live | 2021:03:25 20:12:52
Waikato | Te Awamutu | 10 Scout Lane, Te Awamutu 3800, New Zealand | ChargeNet NZ | No charging cost | DC, 50 KW, Type 2 CCS, Status: live | 2017:03:22 11:00:00
Waikato | Te Awamutu | 10 Scout Lane, Te Awamutu 3800, New Zealand | ChargeNet NZ | No charging cost | DC, 50 KW, CHAdeMO, Status: live | 2017:03:22 11:00:00
Waikato | Te Awamutu Events Centre | Events Centre Car Park Mahoe Street, Te Awamutu 3800 | Hikotron | No charging cost | AC, 7 KW, Type 2 Socketed, Status: live
Waikato | Te Awamutu Events Centre | Events Centre Car Park Mahoe Street, Te Awamutu 3800 | Hikotron | No charging cost | AC, 7 KW, Type 2 Socketed, Status: live
Waikato | Te Awamutu Events Centre | Events Centre Car Park Mahoe Street, Te Awamutu 3800 | Hikotron | No charging cost | AC, 7 KW, Type 2 Socketed, Status: live
Waikato | Te Awamutu Events Centre | Events Centre Car Park Mahoe Street, Te Awamutu 3800 | Hikotron | No charging cost | AC, 7 KW, Type 2 Socketed, Status: live
Waikato | Te Kauwhata | 16 Wayside Road, Te Kauwhata | WEL Networks Ltd | No charging cost | DC, 50 KW, Type 2 CCS, Status: live | 2018:01:01 00:00:00
Waikato | Te Kauwhata | 16 Wayside Road, Te Kauwhata | WEL Networks Ltd | No charging cost | DC, 50 KW, CHAdeMO, Status: live | 2018:01:01 00:00:00
Waikato | Te Kauwhata | 16 Wayside Road, Te Kauwhata | WEL Networks Ltd | No charging cost | DC, 50 KW, Type 2 Tethered, Status: live | 2018:01:01 00:00:00
Waikato | Te Kuiti | Cnr Rora and Alexandra St, Te Kuiti 3910, New Zealand | The Warehouse Ltd | No charging cost | DC, 25 KW, CHAdeMO, Status: live | 2021:03:08 03:00:00
Waikato | Te Kuiti | 53 Rora St, Te Kuiti 3910, New Zealand | ChargeNet NZ | No charging cost | DC, 50 KW, CHAdeMO, Status: live | 2017:07:13 12:00:00
Waikato | Te Kuiti | 53 Rora St, Te Kuiti 3910, New Zealand | ChargeNet NZ | No charging cost | DC, 50 KW, Type 2 CCS, Status: live | 2017:07:13 12:00:00
Waikato | Te Kuiti | Cnr Rora and Alexandra St, Te Kuiti 3910, New Zealand | The Warehouse Ltd | No charging cost | DC, 25 KW, Type 2 CCS, Status: live | 2021:03:08 03:00:00
Waikato | Te Rapa | 51-55 Te Kowhai East Road, Burbush 3200, New Zealand | Ebbett Volkswagen | Charging costs apply | DC, 175 KW, Type 2 CCS, Status: live | 2022:08:11 12:00:00
Waikato | Te Rapa | 51-55 Te Kowhai East Road, Burbush 3200, New Zealand | Ebbett Volkswagen | Charging costs apply | DC, 175 KW, CHAdeMO, Status: live | 2022:08:11 12:00:00
Waikato | Thames | 505 Mackay Street, Thames 3500, New Zealand | ChargeNet NZ | No charging cost | DC, 50 KW, CHAdeMO, Status: live | 2016:09:01 12:00:00
Waikato | Thames | 505 Mackay Street, Thames 3500, New Zealand | ChargeNet NZ | No charging cost | DC, 50 KW, Type 2 CCS, Status: live | 2016:09:01 12:00:00
Waikato | Tirau | 3 Station St, Tirau 3410, NZ | ChargeNet NZ | No charging cost | DC, 50 KW, CHAdeMO, Status: live | 2019:08:09 04:58:07
Waikato | Tirau | 3 Station St, Tirau 3410, NZ | ChargeNet NZ | No charging cost | DC, 50 KW, CHAdeMO, Status: live | 2021:11:30 11:00:00
Waikato | Tirau | 3 Station St, Tirau 3410, NZ | ChargeNet NZ | No charging cost | DC, 50 KW, Type 2 CCS, Status: live | 2021:11:30 11:00:00
Waikato | Tirau | 3 Station St, Tirau 3410, NZ | ChargeNet NZ | No charging cost | DC, 50 KW, Type 2 CCS, Status: live | 2019:08:09 04:58:07
Waikato | Tokoroa | Bridge Street, Tokoroa 3420, NZ | ChargeNet NZ | No charging cost | DC, 50 KW, Type 2 CCS, Status: live | 2018:08:30 00:00:00
Waikato | Tokoroa | Bridge Street, Tokoroa 3420, NZ | ChargeNet NZ | No charging cost | DC, 50 KW, CHAdeMO, Status: live | 2018:08:30 00:00:00
Waikato | Turangi | 1 Pihanga Rd, Turangi 3334, New Zealand | ChargeNet NZ | No charging cost | DC, 50 KW, Type 2 CCS, Status: live | 2017:05:08 12:00:00
Waikato | Turangi | 1 Pihanga Rd, Turangi 3334, New Zealand | ChargeNet NZ | No charging cost | DC, 50 KW, CHAdeMO, Status: live | 2017:05:08 12:00:00
Waikato | Waihi | 35 Kenny Street, Waihi 3610, NZ | ChargeNet NZ | No charging cost | DC, 50 KW, Type 2 CCS, Status: live | 2018:03:30 22:33:12
Waikato | Waihi | 35 Kenny Street, Waihi 3610, NZ | ChargeNet NZ | No charging cost | DC, 50 KW, CHAdeMO, Status: live | 2018:03:30 22:33:12
Waikato | Waikato Innovation Park | Waikato Innovation Park, 1 Melody Lane, Hamilton East, Hamilton 3216 | Hikotron | No charging cost | AC, 7 KW, Type 2 Socketed, Status: live
Waikato | Waikato Innovation Park | Waikato Innovation Park, 1 Melody Lane, Hamilton East, Hamilton 3216 | Hikotron | No charging cost | AC, 7 KW, Type 2 Socketed, Status: live
Waikato | Waikato Innovation Park | Waikato Innovation Park, 1 Melody Lane, Hamilton East, Hamilton 3216 | Hikotron | No charging cost | AC, 7 KW, Type 2 Socketed, Status: live
Waikato | Waikato Innovation Park | Waikato Innovation Park, 1 Melody Lane, Hamilton East, Hamilton 3216 | Hikotron | No charging cost | AC, 7 KW, Type 2 Socketed, Status: live
Waikato | Whangamata | 100 Hetherington Rd, Whangamata 3620, New Zealand | ChargeNet NZ | No charging cost | DC, 50 KW, Type 2 CCS, Status: live | 2017:12:12 11:00:00
Waikato | Whangamata | 100 Hetherington Rd, Whangamata 3620, New Zealand | ChargeNet NZ | No charging cost | DC, 50 KW, CHAdeMO, Status: live | 2017:12:12 11:00:00
Waikato | Whitianga | 4 Lee St, Whitianga 3510, New Zealand | ChargeNet NZ | No charging cost | DC, 50 KW, Type 2 CCS, Status: live | 2017:11:02 11:00:00
Waikato | Whitianga | 4 Lee St, Whitianga 3510, New Zealand | ChargeNet NZ | No charging cost | DC, 50 KW, CHAdeMO, Status: live | 2017:11:02 11:00:00
Waikato | Z Turangi | Cnr State Highway One and, Pihanga Rd, Turangi 3334, New Zealand | Z Energy | No charging cost | DC, 75 KW, Type 2 CCS, Status: live
Waikato | Z Turangi | Cnr State Highway One and, Pihanga Rd, Turangi 3334, New Zealand | Z Energy | No charging cost | DC, 75 KW, CHAdeMO, Status: live
Bay of Plenty | Bayfair | 19 Girven Road, Tauranga 3116, New Zealand | ChargeNet NZ | No charging cost | DC, 50 KW, Type 2 CCS, Status: live | 2016:03:03 11:00:00
Bay of Plenty | Bayfair | 19 Girven Road, Tauranga 3116, New Zealand | ChargeNet NZ | No charging cost | DC, 50 KW, CHAdeMO, Status: live | 2016:03:03 11:00:00
Bay of Plenty | Cameron Road | 476 Cameron Road, Tauranga 3110, New Zealand | ChargeNet NZ | No charging cost | DC, 50 KW, CHAdeMO, Status: live | 2020:10:07 01:54:43
Bay of Plenty | Cameron Road | 476 Cameron Road, Tauranga 3110, New Zealand | ChargeNet NZ | No charging cost | DC, 50 KW, Type 2 CCS, Status: live | 2020:10:07 01:54:43
Bay of Plenty | Farmer Autovillage | 44 Maru Street, Mount Maunganui 3116, New Zealand | Farmer Autovillage | Charging costs apply | DC, 175 KW, CHAdeMO, Status: live | 2021:11:03 11:00:00
Bay of Plenty | Farmer Autovillage | 44 Maru Street, Mount Maunganui 3116, New Zealand | Farmer Autovillage | Charging costs apply | DC, 175 KW, Type 2 CCS, Status: live | 2021:11:03 11:00:00
Bay of Plenty | Kawerau | 6-14 Islington Street, Kawerau 3127, New Zealand | ChargeNet NZ | No charging cost | DC, 50 KW, Type 2 CCS, Status: live | 2020:02:21 00:00:00
Bay of Plenty | Kawerau | 6-14 Islington Street, Kawerau 3127, New Zealand | ChargeNet NZ | No charging cost | DC, 50 KW, CHAdeMO, Status: live | 2020:02:21 00:00:00
Bay of Plenty | Mt Maunganui | Cnr Tweed St & Maunganui Rd, Tauranga 3116, NZ | ChargeNet NZ | No charging cost | DC, 25 KW, CHAdeMO, Status: live | 2018:05:03 03:26:58
Bay of Plenty | Mt Maunganui | Cnr Tweed St & Maunganui Rd, Tauranga 3116, NZ | ChargeNet NZ | No charging cost | DC, 25 KW, Type 2 CCS, Status: live | 2018:05:03 03:26:58
Bay of Plenty | Murupara | 62 Pine Drive, Murupara 3025, NZ | Horizon Networks | No charging cost | AC, 22 KW, Type 2 Socketed, Status: live | 2018:04:25 09:19:08
Bay of Plenty | Murupara | 62 Pine Drive, Murupara 3025, NZ | Horizon Networks | No charging cost | DC, 50 KW, CHAdeMO, Status: live | 2018:04:25 09:19:08
Bay of Plenty | Murupara | 62 Pine Drive, Murupara 3025, NZ | Horizon Networks | No charging cost | DC, 50 KW, Type 2 CCS, Status: live | 2018:04:25 09:19:08
Bay of Plenty | Opotiki | 70 Bridge Street, Opotiki 3122, NZ | Horizon Networks | No charging cost | AC, 22 KW, Type 2 Socketed, Status: live | 2018:02:16 00:00:00
Bay of Plenty | Opotiki | 70 Bridge Street, Opotiki 3122, NZ | Horizon Networks | No charging cost | DC, 50 KW, CHAdeMO, Status: live | 2018:02:16 00:00:00
Bay of Plenty | Opotiki | 70 Bridge Street, Opotiki 3122, NZ | Horizon Networks | No charging cost | DC, 50 KW, Type 2 CCS, Status: live | 2018:02:16 00:00:00
Bay of Plenty | Rangitaiki | 3281 State Highway 5, Iwitahi 3379, New Zealand | Unison Networks Limited | No charging cost | DC, 50 KW, CHAdeMO, Status: live | 2017:07:05 03:00:07
Bay of Plenty | Rangitaiki | 3281 State Highway 5, Iwitahi 3379, New Zealand | Unison Networks Limited | No charging cost | DC, 50 KW, Type 2 CCS, Status: live | 2017:07:05 03:00:07
Bay of Plenty | Rangitaiki | 3281 State Highway 5, Iwitahi 3379, New Zealand | Unison Networks Limited | No charging cost | AC, 22 KW, Type 2 Socketed, Status: live | 2017:07:05 03:00:07
Bay of Plenty | Rotorua | 837 Te Ngae Road, Rotorua 3074, New Zealand | ChargeNet NZ | No charging cost | DC, 50 KW, Type 2 CCS, Status: live | 2021:11:07 11:00:00
Bay of Plenty | Rotorua | 837 Te Ngae Road, Rotorua 3074, New Zealand | ChargeNet NZ | No charging cost | DC, 50 KW, CHAdeMO, Status: live | 2021:11:07 11:00:00
Bay of Plenty | Rotorua | 1134 Haupapa Street, Rotorua 3010, New Zealand | Unison Networks Limited | No charging cost | DC, 50 KW, CHAdeMO, Status: live | 2016:09:28 09:51:17
Bay of Plenty | Rotorua | 1134 Haupapa Street, Rotorua 3010, New Zealand | Unison Networks Limited | No charging cost | DC, 50 KW, Type 2 CCS, Status: live | 2016:09:28 09:51:17
Bay of Plenty | Rotorua | 178 Fairy Springs Rd, Rotorua 3015, NZ | ChargeNet NZ | No charging cost | DC, 50 KW, Type 2 CCS, Status: live | 2021:04:08 03:30:24
Bay of Plenty | Rotorua | 178 Fairy Springs Rd, Rotorua 3015, NZ | ChargeNet NZ | No charging cost | DC, 50 KW, CHAdeMO, Status: live | 2021:04:08 03:30:24
Bay of Plenty | Rotorua HPC | Rotorua Central Mall, Rotorua 3010, New Zealand | ChargeNet NZ | Charging costs apply | DC, 300 KW, Type 2 CCS, Status: live | 2022:09:04 12:00:00
Bay of Plenty | Rotorua HPC | Rotorua Central Mall, Rotorua 3010, New Zealand | ChargeNet NZ | Charging costs apply | DC, 300 KW, Type 2 CCS, Status: live | 2022:09:04 12:00:00
Bay of Plenty | Rotorua HPC | Rotorua Central Mall, Rotorua 3010, New Zealand | ChargeNet NZ | Charging costs apply | DC, 300 KW, Type 2 CCS, Status: live | 2022:09:04 12:00:00
Bay of Plenty | Rotorua HPC | Rotorua Central Mall, Rotorua 3010, New Zealand | ChargeNet NZ | Charging costs apply | DC, 300 KW, Type 2 CCS, Status: live | 2022:09:04 12:00:00
Bay of Plenty | Rotorua HPC | Rotorua Central Mall, Rotorua 3010, New Zealand | ChargeNet NZ | Charging costs apply | DC, 50 KW, CHAdeMO, Status: live | 2022:09:04 12:00:00
Bay of Plenty | Rotorua HPC | Rotorua Central Mall, Rotorua 3010, New Zealand | ChargeNet NZ | Charging costs apply | DC, 50 KW, CHAdeMO, Status: live | 2022:09:04 12:00:00
Bay of Plenty | Tauranga CBD | 148 Durham Street, Tauranga 3110, New Zealand | GoTo Car Share | Charging costs apply | DC, 30 KW, CHAdeMO, Status: live | 2022:06:06 12:00:00
Bay of Plenty | Tauranga CBD | 148 Durham Street, Tauranga 3110, New Zealand | GoTo Car Share | Charging costs apply | DC, 30 KW, Type 2 CCS, Status: live | 2022:06:06 12:00:00
Bay of Plenty | Te Kaha | 11 Te Kaha Hotel Rd, Te Kaha 3199, NZ | Horizon Networks | No charging cost | AC, 22 KW, Type 2 Socketed, Status: live | 2018:02:16 00:00:00
Bay of Plenty | Te Kaha | 11 Te Kaha Hotel Rd, Te Kaha 3199, NZ | Horizon Networks | No charging cost | DC, 50 KW, CHAdeMO, Status: live | 2018:02:16 00:00:00
Bay of Plenty | Te Kaha | 11 Te Kaha Hotel Rd, Te Kaha 3199, NZ | Horizon Networks | No charging cost | DC, 50 KW, Type 2 CCS, Status: live | 2018:02:16 00:00:00
Bay of Plenty | Te Puia | Hemo Rd, Rotorua 3010, NZ | ChargeNet NZ | No charging cost | DC, 50 KW, CHAdeMO, Status: live | 2020:03:03 04:43:54
Bay of Plenty | Te Puia | Hemo Rd, Rotorua 3010, NZ | ChargeNet NZ | No charging cost | DC, 50 KW, Type 2 CCS, Status: live | 2020:03:03 04:43:54
Bay of Plenty | Te Puke | 12 Jocelyn St, Te Puke 3119, New Zealand | ChargeNet NZ | No charging cost | DC, 50 KW, Type 2 CCS, Status: live | 2020:11:30 23:17:15
Bay of Plenty | Te Puke | 12 Jocelyn St, Te Puke 3119, New Zealand | ChargeNet NZ | No charging cost | DC, 50 KW, CHAdeMO, Status: live | 2020:11:30 23:17:15
Bay of Plenty | Whakatane | 31 Quay Street, Whakatane 3120, NZ | Horizon Networks | No charging cost | DC, 50 KW, CHAdeMO, Status: live | 2018:02:15 00:00:00
Bay of Plenty | Whakatane | 31 Quay Street, Whakatane 3120, NZ | Horizon Networks | No charging cost | AC, 22 KW, Type 2 Socketed, Status: live | 2018:02:15 00:00:00
Bay of Plenty | Whakatane | 31 Quay Street, Whakatane 3120, NZ | Horizon Networks | No charging cost | DC, 50 KW, Type 2 CCS, Status: live | 2018:02:15 00:00:00
Gisborne | Gisborne | 80 Customhouse St, Gisborne 4010, NZ | The Warehouse Ltd | No charging cost | DC, 25 KW, CHAdeMO, Status: live | 2021:03:09 23:00:00
Gisborne | Gisborne | 37 Gladstone Rd, Gisborne 4010, New Zealand | Eastland Energy Solutions Limited | No charging cost | DC, 50 KW, Type 2 CCS, Status: live
Gisborne | Gisborne | 37 Gladstone Rd, Gisborne 4010, New Zealand | Eastland Energy Solutions Limited | No charging cost | DC, 50 KW, CHAdeMO, Status: live
Gisborne | Gisborne | 37 Gladstone Rd, Gisborne 4010, New Zealand | Eastland Energy Solutions Limited | No charging cost | AC, 22 KW, Type 2 Socketed, Status: live
Gisborne | Gisborne | 80 Customhouse St, Gisborne 4010, NZ | The Warehouse Ltd | No charging cost | DC, 25 KW, Type 2 CCS, Status: live | 2021:03:09 23:00:00
Gisborne | Matawai | 6522 Matawai Road, Matawai 4095, New Zealand | Eastland Energy Solutions Limited | No charging cost | AC, 22 KW, Type 2 Socketed, Status: live
Gisborne | Matawai | 6522 Matawai Road, Matawai 4095, New Zealand | Eastland Energy Solutions Limited | No charging cost | DC, 50 KW, CHAdeMO, Status: live
Gisborne | Matawai | 6522 Matawai Road, Matawai 4095, New Zealand | Eastland Energy Solutions Limited | No charging cost | DC, 50 KW, Type 2 CCS, Status: live
Gisborne | Ruatoria | 146 Waiomatatini Road, Ruatoria 4032, New Zealand | Eastland Energy Solutions Limited | No charging cost | DC, 25 KW, Type 2 CCS, Status: live | 2022:09:29 11:00:00
Gisborne | Ruatoria | 146 Waiomatatini Road, Ruatoria 4032, New Zealand | Eastland Energy Solutions Limited | No charging cost | DC, 25 KW, CHAdeMO, Status: live | 2022:09:29 11:00:00
Gisborne | Te Araroa | 20 Rata St, Te Araroa 4082, New Zealand | Eastland Energy Solutions Limited | No charging cost | DC, 25 KW, CHAdeMO, Status: live | 2018:06:06 00:00:00
Gisborne | Te Araroa | 20 Rata St, Te Araroa 4082, New Zealand | Eastland Energy Solutions Limited | No charging cost | DC, 25 KW, Type 2 CCS, Status: live | 2018:06:06 00:00:00
Gisborne | Tokomaru Bay | 25 Waitangi Street, Tokomaru Bay 4079, New Zealand | Eastland Energy Solutions Limited | No charging cost | DC, 25 KW, Type 2 CCS, Status: live | 2020:10:27 21:42:16
Gisborne | Tokomaru Bay | 25 Waitangi Street, Tokomaru Bay 4079, New Zealand | Eastland Energy Solutions Limited | No charging cost | DC, 25 KW, CHAdeMO, Status: live | 2020:10:27 21:42:16
Gisborne | Tolaga Bay | Monkhouse St, Tolaga Bay 4077, New Zealand | Eastland Energy Solutions Limited | No charging cost | DC, 25 KW, CHAdeMO, Status: live
Gisborne | Tolaga Bay | Monkhouse St, Tolaga Bay 4077, New Zealand | Eastland Energy Solutions Limited | No charging cost | DC, 25 KW, Type 2 CCS, Status: live
Taranaki | Hawera | 54 Princes St, Hawera 4610, New Zealand | ChargeNet NZ | No charging cost | DC, 50 KW, Type 2 CCS, Status: live | 2018:03:22 22:49:39
Taranaki | Hawera | 54 Princes St, Hawera 4610, New Zealand | ChargeNet NZ | No charging cost | DC, 50 KW, CHAdeMO, Status: live | 2018:03:22 22:49:39
Taranaki | New Plymouth | 78 Courtenay St, New Plymouth 4310, New Zealand | ChargeNet NZ | No charging cost | DC, 50 KW, Type 2 CCS, Status: live | 2020:11:30 03:10:46
Taranaki | New Plymouth | 78 Courtenay St, New Plymouth 4310, New Zealand | ChargeNet NZ | No charging cost | DC, 50 KW, CHAdeMO, Status: live | 2020:11:30 03:10:46
Taranaki | Opunake | 23 Napier St, Opunake 4616, NZ | ChargeNet NZ | No charging cost | DC, 50 KW, Type 2 CCS, Status: live | 2018:09:04 03:00:00
Taranaki | Opunake | 23 Napier St, Opunake 4616, NZ | ChargeNet NZ | No charging cost | DC, 50 KW, CHAdeMO, Status: live | 2018:09:04 03:00:00
Taranaki | Waverley | Chester Street, Waverley 4510, New Zealand | ChargeNet NZ | No charging cost | DC, 50 KW, CHAdeMO, Status: live | 2019:12:19 00:00:00
Taranaki | Waverley | Chester Street, Waverley 4510, New Zealand | ChargeNet NZ | No charging cost | DC, 50 KW, Type 2 CCS, Status: live | 2019:12:19 00:00:00
Hawke's Bay | Greenmeadows | 9 Gloucester St, Napier 4112, New Zealand | ChargeNet NZ | No charging cost | DC, 50 KW, CHAdeMO, Status: live | 2019:09:03 23:46:38
Hawke's Bay | Greenmeadows | 9 Gloucester St, Napier 4112, New Zealand | ChargeNet NZ | No charging cost | DC, 50 KW, Type 2 CCS, Status: live | 2019:09:03 23:46:38
Hawke's Bay | Hastings | 100 Queen St W, Hastings 4122, New Zealand | Unison Networks Limited | No charging cost | DC, 50 KW, Type 2 CCS, Status: live | 2016:09:28 09:19:30
Hawke's Bay | Hastings | 100 Queen St W, Hastings 4122, New Zealand | Unison Networks Limited | No charging cost | DC, 50 KW, CHAdeMO, Status: live | 2016:09:28 09:19:30
Hawke's Bay | Mahia | 43 Moana Drive, Mahia 4198, NZ | Eastland Energy Solutions Limited | No charging cost | DC, 25 KW, Type 2 CCS, Status: live | 2020:11:06 02:39:51
Hawke's Bay | Mahia | 43 Moana Drive, Mahia 4198, NZ | Eastland Energy Solutions Limited | No charging cost | DC, 25 KW, CHAdeMO, Status: live | 2020:11:06 02:39:51
Hawke's Bay | McVicar Rd | 4237 State Highway 5, Te Haroto 4182, New Zealand | Unison Networks Limited | No charging cost | DC, 50 KW, Type 2 CCS, Status: live | 2017:07:05 03:00:07
Hawke's Bay | McVicar Rd | 4237 State Highway 5, Te Haroto 4182, New Zealand | Unison Networks Limited | No charging cost | AC, 22 KW, Type 2 Socketed, Status: live | 2017:07:05 03:00:07
Hawke's Bay | McVicar Rd | 4237 State Highway 5, Te Haroto 4182, New Zealand | Unison Networks Limited | No charging cost | DC, 50 KW, CHAdeMO, Status: live | 2017:07:05 03:00:07
Hawke's Bay | Morere | 3968 State Highway 2, Gisborne 4078, New Zealand | Eastland Energy Solutions Limited | No charging cost | DC, 25 KW, CHAdeMO, Status: live | 2018:05:04 00:00:00
Hawke's Bay | Morere | 3968 State Highway 2, Gisborne 4078, New Zealand | Eastland Energy Solutions Limited | No charging cost | DC, 25 KW, Type 2 CCS, Status: live | 2018:05:04 00:00:00
Hawke's Bay | Napier | 206 Dickens St, Napier 4110, New Zealand | Unison Networks Limited | No charging cost | DC, 50 KW, CHAdeMO, Status: live | 2016:11:22 01:53:11
Hawke's Bay | Napier | 206 Dickens St, Napier 4110, New Zealand | Unison Networks Limited | No charging cost | DC, 50 KW, Type 2 CCS, Status: live | 2016:11:22 01:53:11
Hawke's Bay | Putorino | 5464 State Highway 2, Putorino 4181, NZ | Unison Networks Limited | No charging cost | AC, 22 KW, Type 2 Socketed, Status: live | 2018:06:05 21:40:56
Hawke's Bay | Putorino | 5464 State Highway 2, Putorino 4181, NZ | Unison Networks Limited | No charging cost | DC, 50 KW, CHAdeMO, Status: live | 2018:06:05 21:40:56
Hawke's Bay | Putorino | 5464 State Highway 2, Putorino 4181, NZ | Unison Networks Limited | No charging cost | DC, 50 KW, Type 2 CCS, Status: live | 2018:06:05 21:40:56
Hawke's Bay | Waipukurau | 34 Russell St, Waipukurau 4200, New Zealand | Centralines Ltd | No charging cost | DC, 50 KW, CHAdeMO, Status: live | 2016:09:28 09:38:23
Hawke's Bay | Waipukurau | 34 Russell St, Waipukurau 4200, New Zealand | Centralines Ltd | No charging cost | DC, 50 KW, Type 2 CCS, Status: live | 2016:09:28 09:38:23
Hawke's Bay | Wairoa | 75 Queen St, Wairoa 4108, New Zealand | Eastland Energy Solutions Limited | No charging cost | DC, 50 KW, CHAdeMO, Status: live
Hawke's Bay | Wairoa | 75 Queen St, Wairoa 4108, New Zealand | Eastland Energy Solutions Limited | No charging cost | DC, 50 KW, Type 2 CCS, Status: live
Hawke's Bay | Wairoa | 75 Queen St, Wairoa 4108, New Zealand | Eastland Energy Solutions Limited | No charging cost | AC, 22 KW, Type 2 Socketed, Status: live
Manawatū-Whanganui | Bulls | 7 Criterion Street, Bulls 4818, New Zealand | ChargeNet NZ | No charging cost | DC, 50 KW, CHAdeMO, Status: live | 2019:10:04 01:06:15
Manawatū-Whanganui | Bulls | 7 Criterion Street, Bulls 4818, New Zealand | ChargeNet NZ | No charging cost | DC, 50 KW, Type 2 CCS, Status: live | 2019:10:04 01:06:15
Manawatū-Whanganui | Dannevirke | Gordon Street Carpark, Dannevirke 4930, New Zealand | ChargeNet NZ | No charging cost | DC, 50 KW, Type 2 CCS, Status: live | 2017:12:20 03:31:34
Manawatū-Whanganui | Dannevirke | Gordon Street Carpark, Dannevirke 4930, New Zealand | ChargeNet NZ | No charging cost | DC, 50 KW, CHAdeMO, Status: live | 2017:12:20 03:31:34
Manawatū-Whanganui | Eketahuna | 2 Haswell Street, Eketahuna 4900, NZ | ChargeNet NZ | No charging cost | DC, 50 KW, Type 2 CCS, Status: live | 2021:12:15 11:00:00
Manawatū-Whanganui | Eketahuna | 2 Haswell Street, Eketahuna 4900, NZ | ChargeNet NZ | No charging cost | DC, 50 KW, CHAdeMO, Status: live | 2021:12:15 11:00:00
Manawatū-Whanganui | Feilding | 42 Aorangi St, Feilding 4702, New Zealand | ChargeNet NZ | No charging cost | DC, 50 KW, CHAdeMO, Status: live | 2019:06:21 00:00:00
Manawatū-Whanganui | Feilding | 42 Aorangi St, Feilding 4702, New Zealand | ChargeNet NZ | No charging cost | DC, 50 KW, Type 2 CCS, Status: live | 2019:06:21 00:00:00
Manawatū-Whanganui | Foxton | Clyde St, Foxton 4814, New Zealand | ChargeNet NZ | No charging cost | DC, 50 KW, Type 2 CCS, Status: live | 2019:12:09 08:23:03
Manawatū-Whanganui | Foxton | Clyde St, Foxton 4814, New Zealand | ChargeNet NZ | No charging cost | DC, 50 KW, CHAdeMO, Status: live | 2019:12:09 08:23:03
Manawatū-Whanganui | Foxton | Clyde St, Foxton 4814, New Zealand | ChargeNet NZ | No charging cost | DC, 50 KW, CHAdeMO, Status: live | 2019:12:09 08:23:03
Manawatū-Whanganui | Foxton | Clyde St, Foxton 4814, New Zealand | ChargeNet NZ | No charging cost | DC, 50 KW, Type 2 CCS, Status: live | 2019:12:09 08:23:03
Manawatū-Whanganui | Levin | 21 Bath St, Levin 5510, NZ | ChargeNet NZ | No charging cost | DC, 50 KW, CHAdeMO, Status: live | 2018:05:15 04:32:47
Manawatū-Whanganui | Levin | 21 Bath St, Levin 5510, NZ | ChargeNet NZ | No charging cost | DC, 50 KW, Type 2 CCS, Status: live | 2018:05:15 04:32:47
Manawatū-Whanganui | Mangaweka | 6336b Mangawharariki Road, Mangaweka 4797, New Zealand | ChargeNet NZ | No charging cost | DC, 50 KW, Type 2 CCS, Status: live | 2016:12:21 11:00:00
Manawatū-Whanganui | Mangaweka | 6336b Mangawharariki Road, Mangaweka 4797, New Zealand | ChargeNet NZ | No charging cost | DC, 50 KW, CHAdeMO, Status: live | 2016:12:21 11:00:00
Manawatū-Whanganui | Marton | 427 Wellington Rd, Marton 4710, New Zealand | ChargeNet NZ | No charging cost | DC, 50 KW, Type 2 CCS, Status: live | 2021:01:21 03:50:58
Manawatū-Whanganui | Marton | 427 Wellington Rd, Marton 4710, New Zealand | ChargeNet NZ | No charging cost | DC, 50 KW, CHAdeMO, Status: live | 2021:01:21 03:50:58
Manawatū-Whanganui | National Park | Cnr SH4 & Waimarino Tokaanu Road, National Park 3989, NZ | ChargeNet NZ | No charging cost | DC, 50 KW, CHAdeMO, Status: live | 2018:06:21 00:22:45
Manawatū-Whanganui | National Park | Cnr SH4 & Waimarino Tokaanu Road, National Park 3989, NZ | ChargeNet NZ | No charging cost | DC, 50 KW, Type 2 CCS, Status: live | 2018:06:21 00:22:45
Manawatū-Whanganui | Ohakune | 30 Ayr St, Ohakune 4625, NZ | ChargeNet NZ | No charging cost | DC, 50 KW, CHAdeMO, Status: live | 2018:11:09 04:15:44
Manawatū-Whanganui | Ohakune | 30 Ayr St, Ohakune 4625, NZ | ChargeNet NZ | No charging cost | DC, 50 KW, Type 2 CCS, Status: live | 2018:11:09 04:15:44
Manawatū-Whanganui | Pahiatua | 2 Wakeman St, Pahiatua 4910, NZ | Tararua District Council | No charging cost | DC, 38 KW, CHAdeMO, Status: live | 2021:06:16 02:14:42
Manawatū-Whanganui | Pahiatua | 2 Wakeman St, Pahiatua 4910, NZ | Tararua District Council | No charging cost | DC, 38 KW, Type 2 CCS, Status: live | 2021:06:16 02:14:30
Manawatū-Whanganui | Pahiatua | 2 Wakeman St, Pahiatua 4910, NZ | Tararua District Council | No charging cost | DC, 38 KW, Type 2 CCS, Status: live | 2021:06:16 02:14:42
Manawatū-Whanganui | Pahiatua | 2 Wakeman St, Pahiatua 4910, NZ | Tararua District Council | No charging cost | DC, 38 KW, CHAdeMO, Status: live | 2021:06:16 02:14:30
Manawatū-Whanganui | Palmerston North | The Square, Palmerston North 4410, New Zealand | ChargeNet NZ | No charging cost | DC, 50 KW, Type 2 CCS, Status: live | 2016:11:22 11:00:00
Manawatū-Whanganui | Palmerston North | 327 Ferguson St, Palmerston North, New Zealand | ChargeNet NZ | No charging cost | DC, 50 KW, CHAdeMO, Status: live | 2021:05:19 23:15:43
Manawatū-Whanganui | Palmerston North | The Square, Palmerston North 4410, New Zealand | ChargeNet NZ | No charging cost | DC, 50 KW, CHAdeMO, Status: live | 2016:11:22 11:00:00
Manawatū-Whanganui | Palmerston North | 327 Ferguson St, Palmerston North, New Zealand | ChargeNet NZ | No charging cost | DC, 50 KW, Type 2 CCS, Status: live | 2021:05:19 23:15:43
Manawatū-Whanganui | PUKAHA NATIONAL WILDLIFE CENTRE | 85379 State Highway 2, Mount Bruce 5881 | MERIDIAN ENERGY LIMITED | No charging cost | AC, 7 KW, Type 2 Socketed, Status: live | 2020:08:12 00:00:00
Manawatū-Whanganui | PUKAHA NATIONAL WILDLIFE CENTRE | 85379 State Highway 2, Mount Bruce 5881 | MERIDIAN ENERGY LIMITED | No charging cost | AC, 7 KW, Type 2 Socketed, Status: live | 2020:08:12 00:00:00
Manawatū-Whanganui | Shannon | Plimmer Tce, Shannon 4821, NZ | ChargeNet NZ | No charging cost | DC, 50 KW, CHAdeMO, Status: live | 2020:06:26 02:30:35
Manawatū-Whanganui | Shannon | Plimmer Tce, Shannon 4821, NZ | ChargeNet NZ | No charging cost | DC, 50 KW, Type 2 CCS, Status: live | 2020:06:26 02:30:35
Manawatū-Whanganui | Shannon | Plimmer Tce, Shannon 4821, NZ | ChargeNet NZ | No charging cost | DC, 50 KW, Type 2 CCS, Status: live | 2020:06:26 02:30:35
Manawatū-Whanganui | Shannon | Plimmer Tce, Shannon 4821, NZ | ChargeNet NZ | No charging cost | DC, 50 KW, CHAdeMO, Status: live | 2020:06:26 02:30:35
Manawatū-Whanganui | STOKES VALLEY COMMUNITY HUB | 186 Stokes Valley Road, Lower Hutt 5019 | HUTT CITY COUNCIL | No charging cost | DC, 25 KW, CHAdeMO, Status: live | 2022:06:21 00:00:00
Manawatū-Whanganui | STOKES VALLEY COMMUNITY HUB | 186 Stokes Valley Road, Lower Hutt 5019 | HUTT CITY COUNCIL | No charging cost | DC, 25 KW, Type 2 CCS, Status: live | 2022:06:21 00:00:00
Manawatū-Whanganui | SUMMERSET RETIREMENT VILLAGE, AVONHEAD | 120 Hawthornden Road, Avonhead, Christchurch 8042 | MERIDIAN ENERGY LIMITED | No charging cost | AC, 44 KW, Type 2 Socketed, Status: live | 2022:04:13 00:00:00
Manawatū-Whanganui | SUMMERSET RETIREMENT VILLAGE, AVONHEAD | 120 Hawthornden Road, Avonhead, Christchurch 8042 | MERIDIAN ENERGY LIMITED | No charging cost | AC, 44 KW, Type 2 Socketed, Status: live | 2022:04:13 00:00:00
Manawatū-Whanganui | Taihape | 12 Huia St, Taihape 4720, NZ | ChargeNet NZ | No charging cost | DC, 50 KW, CHAdeMO, Status: live | 2018:08:27 03:45:48
Manawatū-Whanganui | Taihape | 12 Huia St, Taihape 4720, NZ | ChargeNet NZ | No charging cost | DC, 50 KW, Type 2 CCS, Status: live | 2018:08:27 03:45:48
Manawatū-Whanganui | Waiouru | State Highway 1, Waiouru 4861, New Zealand | ChargeNet NZ | No charging cost | DC, 50 KW, CHAdeMO, Status: live | 2017:06:05 12:00:00
Manawatū-Whanganui | Waiouru | State Highway 1, Waiouru 4861, New Zealand | ChargeNet NZ | No charging cost | DC, 50 KW, CHAdeMO, Status: live | 2017:06:05 12:00:00
Manawatū-Whanganui | Waiouru | State Highway 1, Waiouru 4861, New Zealand | ChargeNet NZ | No charging cost | DC, 50 KW, Type 2 CCS, Status: live | 2017:06:05 12:00:00
Manawatū-Whanganui | Waiouru | State Highway 1, Waiouru 4861, New Zealand | ChargeNet NZ | No charging cost | DC, 50 KW, Type 2 CCS, Status: live | 2017:06:05 12:00:00
Manawatū-Whanganui | Whanganui | 374 Victoria Ave, Whanganui 4500, New Zealand | ChargeNet NZ | No charging cost | DC, 50 KW, CHAdeMO, Status: live | 2020:12:08 01:30:58
Manawatū-Whanganui | Whanganui | 167 Glasgow St, Whanganui 4500, New Zealand | ChargeNet NZ | No charging cost | DC, 50 KW, Type 2 CCS, Status: live | 2018:07:25 00:46:45
Manawatū-Whanganui | Whanganui | 374 Victoria Ave, Whanganui 4500, New Zealand | ChargeNet NZ | No charging cost | DC, 50 KW, Type 2 CCS, Status: live | 2020:12:08 01:30:58
Manawatū-Whanganui | Whanganui | 167 Glasgow St, Whanganui 4500, New Zealand | ChargeNet NZ | No charging cost | DC, 50 KW, CHAdeMO, Status: live | 2018:07:25 00:46:45
Manawatū-Whanganui | Woodville | iSite, Woodville 4920, New Zealand | ChargeNet NZ | No charging cost | DC, 50 KW, Type 2 CCS, Status: live | 2017:11:15 11:00:00
Manawatū-Whanganui | Woodville | iSite, Woodville 4920, New Zealand | ChargeNet NZ | No charging cost | DC, 50 KW, CHAdeMO, Status: live | 2017:11:15 11:00:00
Wellington | ASHHURST ENGINEERING & CONSTRUCTION CO | 85 York Street, Ashhurst 4810 | MERIDIAN ENERGY LIMITED | No charging cost | AC, 44 KW, Type 2 Socketed, Status: live | 2022:04:01 00:00:00
Wellington | ASHHURST ENGINEERING & CONSTRUCTION CO | 85 York Street, Ashhurst 4810 | MERIDIAN ENERGY LIMITED | No charging cost | AC, 44 KW, Type 2 Socketed, Status: live | 2022:04:01 00:00:00
Wellington | Austin St | Austin St, Wellington 6011, NZ | ChargeNet NZ | No charging cost | AC, 7 KW, Type 2 Socketed, Status: live | 2019:09:26 05:04:20
Wellington | Austin St | Austin St, Wellington 6011, NZ | ChargeNet NZ | No charging cost | AC, 7 KW, Type 2 Socketed, Status: live | 2019:09:26 05:04:20
Wellington | Barnett St Carpark | Barnett Street, Wellington 6011, New Zealand | Contact Energy Ltd | No charging cost | DC, 50 KW, Type 2 CCS, Status: live | 2018:08:27 04:00:00
Wellington | Barnett St Carpark | Barnett Street, Wellington 6011, New Zealand | Contact Energy Ltd | No charging cost | DC, 50 KW, CHAdeMO, Status: live | 2018:08:27 04:00:00
Wellington | Bond St | 25 Bond St, Wellington 6011, NZ | ChargeNet NZ | No charging cost | AC, 22 KW, Type 2 Socketed, Status: live | 2019:02:20 07:06:44
Wellington | Bond St | 25 Bond St, Wellington 6011, NZ | ChargeNet NZ | No charging cost | AC, 22 KW, Type 2 Socketed, Status: live | 2019:02:20 07:06:44
Wellington | Churton Park | 69 Lakewood Ave, Wellington 6037, New Zealand | ChargeNet NZ | No charging cost | DC, 25 KW, Type 2 CCS, Status: live | 2019:07:24 01:26:22
Wellington | Churton Park | 69 Lakewood Ave, Wellington 6037, New Zealand | ChargeNet NZ | No charging cost | DC, 25 KW, CHAdeMO, Status: live | 2019:07:24 01:26:22
Wellington | Epuni St | Epuni St, Wellington 6021, NZ | ChargeNet NZ | No charging cost | AC, 7 KW, Type 2 Socketed, Status: live | 2019:09:26 05:04:20
Wellington | Epuni St | Epuni St, Wellington 6021, NZ | ChargeNet NZ | No charging cost | AC, 7 KW, Type 2 Socketed, Status: live | 2019:09:26 05:04:20
Wellington | Featherston | 43 Fitzherbert Street, Featherston 5710, New Zealand | ChargeNet NZ | No charging cost | DC, 50 KW, CHAdeMO, Status: live | 2016:09:05 12:00:00
Wellington | Featherston | 43 Fitzherbert Street, Featherston 5710, New Zealand | ChargeNet NZ | No charging cost | DC, 50 KW, Type 2 CCS, Status: live | 2016:09:05 12:00:00
Wellington | Grey Street | Grey Street, Wellington 6011, NZ | Contact Energy Ltd | No charging cost | DC, 50 KW, Type 2 CCS, Status: live | 2018:08:28 00:00:00
Wellington | Grey Street | Grey Street, Wellington 6011, NZ | Contact Energy Ltd | No charging cost | DC, 50 KW, CHAdeMO, Status: live | 2018:08:28 00:00:00
Wellington | Hall St | Hall St, Wellington 6011, NZ | ChargeNet NZ | No charging cost | AC, 7 KW, Type 2 Socketed, Status: live | 2019:09:26 05:04:20
Wellington | Hall St | Hall St, Wellington 6011, NZ | ChargeNet NZ | No charging cost | AC, 7 KW, Type 2 Socketed, Status: live | 2019:09:26 05:04:20
Wellington | Holloway Rd | Holloway Rd, Wellington 6021, NZ | ChargeNet NZ | No charging cost | AC, 7 KW, Type 2 Socketed, Status: live | 2019:11:12 05:39:46
Wellington | Holloway Rd | Holloway Rd, Wellington 6021, NZ | ChargeNet NZ | No charging cost | AC, 7 KW, Type 2 Socketed, Status: live | 2019:11:12 05:39:46
Wellington | Hornsey Rd | Hornsey Rd, Wellington 6023, NZ | ChargeNet NZ | No charging cost | AC, 7 KW, Type 2 Socketed, Status: live | 2019:11:26 07:20:44
Wellington | Hornsey Rd | Hornsey Rd, Wellington 6023, NZ | ChargeNet NZ | No charging cost | AC, 7 KW, Type 2 Socketed, Status: live | 2019:11:26 07:20:44
Wellington | Island Bay | 6 Medway St, Wellington 6023, New Zealand | ChargeNet NZ | No charging cost | DC, 25 KW, CHAdeMO, Status: live | 2019:10:04 01:07:31
Wellington | Island Bay | 6 Medway St, Wellington 6023, New Zealand | ChargeNet NZ | No charging cost | DC, 25 KW, Type 2 CCS, Status: live | 2019:10:04 01:07:31
Wellington | Jackson St | Jackson St, Wellington 6023, NZ | ChargeNet NZ | No charging cost | AC, 7 KW, Type 2 Socketed, Status: live | 2019:12:05 00:00:00
Wellington | Jackson St | Jackson St, Wellington 6023, NZ | ChargeNet NZ | No charging cost | AC, 7 KW, Type 2 Socketed, Status: live | 2019:12:05 00:00:00
Wellington | Johnsonville | Wanaka St, Wellington 6037, New Zealand | ChargeNet NZ | No charging cost | DC, 25 KW, CHAdeMO, Status: live | 2020:12:01 04:37:36
Wellington | Johnsonville | Wanaka St, Wellington 6037, New Zealand | ChargeNet NZ | No charging cost | DC, 25 KW, Type 2 CCS, Status: live | 2020:12:01 04:37:36
Wellington | Johnsonville | Wanaka St, Wellington 6037, New Zealand | ChargeNet NZ | No charging cost | DC, 25 KW, CHAdeMO, Status: live | 2020:12:01 04:37:36
Wellington | Johnsonville | Wanaka St, Wellington 6037, New Zealand | ChargeNet NZ | No charging cost | DC, 25 KW, CHAdeMO, Status: live | 2020:12:01 04:37:36
Wellington | Johnsonville | Wanaka St, Wellington 6037, New Zealand | ChargeNet NZ | No charging cost | DC, 25 KW, Type 2 CCS, Status: live | 2020:12:01 04:37:36
Wellington | Johnsonville | Wanaka St, Wellington 6037, New Zealand | ChargeNet NZ | No charging cost | DC, 25 KW, Type 2 CCS, Status: live | 2020:12:01 04:37:36
Wellington | Johnsonville | Wanaka St, Wellington 6037, New Zealand | ChargeNet NZ | No charging cost | DC, 25 KW, CHAdeMO, Status: live | 2020:12:01 04:37:36
Wellington | Johnsonville | Wanaka St, Wellington 6037, New Zealand | ChargeNet NZ | No charging cost | DC, 25 KW, Type 2 CCS, Status: live | 2020:12:01 04:37:36
Wellington | Karepa St | Karepa St, Wellington 6021, NZ | ChargeNet NZ | No charging cost | AC, 7 KW, Type 2 Socketed, Status: live | 2019:11:20 04:57:31
Wellington | Karepa St | Karepa St, Wellington 6021, NZ | ChargeNet NZ | No charging cost | AC, 7 KW, Type 2 Socketed, Status: live | 2019:11:20 04:57:31
Wellington | Karori | 236 Karori Rd, Wellington 6012, New Zealand | ChargeNet NZ | No charging cost | DC, 25 KW, Type 2 CCS, Status: live | 2019:09:06 03:02:51
Wellington | Karori | 236 Karori Rd, Wellington 6012, New Zealand | ChargeNet NZ | No charging cost | DC, 25 KW, CHAdeMO, Status: live | 2019:09:06 03:02:51
Wellington | Kilbirnie | 78 Rongotai Rd, Wellington 6022, New Zealand | ChargeNet NZ | No charging cost | DC, 50 KW, CHAdeMO, Status: live | 2019:10:30 21:20:32
Wellington | Kilbirnie | 78 Rongotai Rd, Wellington 6022, New Zealand | ChargeNet NZ | No charging cost | DC, 50 KW, Type 2 CCS, Status: live | 2019:10:30 21:20:32
Wellington | Lower Hutt | 1 Stevens Grove, Lower Hutt 5010, New Zealand | ChargeNet NZ | No charging cost | DC, 25 KW, CHAdeMO, Status: live | 2018:07:04 04:34:39
Wellington | Lower Hutt | 1 Stevens Grove, Lower Hutt 5010, New Zealand | ChargeNet NZ | No charging cost | DC, 25 KW, Type 2 CCS, Status: live | 2018:07:04 04:34:39
Wellington | Lower Hutt | 1 Stevens Grove, Lower Hutt 5010, New Zealand | ChargeNet NZ | No charging cost | DC, 50 KW, CHAdeMO, Status: live | 2016:08:25 12:00:00
Wellington | Lower Hutt | 1 Stevens Grove, Lower Hutt 5010, New Zealand | ChargeNet NZ | No charging cost | DC, 50 KW, Type 2 CCS, Status: live | 2016:08:25 12:00:00
Wellington | Masterton | 3 Dixon Street, Masterton 5810, New Zealand | ChargeNet NZ | No charging cost | DC, 50 KW, Type 2 CCS, Status: live | 2017:05:11 12:00:00
Wellington | Masterton | 3 Dixon Street, Masterton 5810, New Zealand | ChargeNet NZ | No charging cost | DC, 50 KW, CHAdeMO, Status: live | 2017:05:11 12:00:00
Wellington | Melbourne Rd | Melbourne Rd, Wellington 6023, NZ | ChargeNet NZ | No charging cost | AC, 7 KW, Type 2 Socketed, Status: live | 2019:12:05 00:00:00
Wellington | Melbourne Rd | Melbourne Rd, Wellington 6023, NZ | ChargeNet NZ | No charging cost | AC, 7 KW, Type 2 Socketed, Status: live | 2019:12:05 00:00:00
Wellington | Miramar North Rd | Miramar North Rd, Wellington 6022, NZ | ChargeNet NZ | No charging cost | AC, 7 KW, Type 2 Socketed, Status: live | 2019:11:18 08:38:07
Wellington | Miramar North Rd | Miramar North Rd, Wellington 6022, NZ | ChargeNet NZ | No charging cost | AC, 7 KW, Type 2 Socketed, Status: live | 2019:11:18 08:38:07
Wellington | North Coromandel St | 9 Coromandel St, Wellington 6021, NZ | ChargeNet NZ | No charging cost | AC, 7 KW, Type 2 Socketed, Status: live | 2019:09:26 05:04:20
Wellington | North Coromandel St | 9 Coromandel St, Wellington 6021, NZ | ChargeNet NZ | No charging cost | AC, 7 KW, Type 2 Socketed, Status: live | 2019:09:26 05:04:20
Wellington | OROUA STREET EASTBOURNE | 11 Oroua Street, Eastbourne 5013 | MERIDIAN ENERGY LIMITED | No charging cost | AC, 44 KW, Type 2 Socketed, Status: live | 2021:05:13 00:00:00
Wellington | OROUA STREET EASTBOURNE | 11 Oroua Street, Eastbourne 5013 | MERIDIAN ENERGY LIMITED | No charging cost | AC, 44 KW, Type 2 Socketed, Status: live | 2021:05:13 00:00:00
Wellington | Otaki | 186 Waerenga Road, Otaki 5512, New Zealand | ChargeNet NZ | No charging cost | DC, 50 KW, CHAdeMO, Status: live | 2016:11:22 11:00:00
Wellington | Otaki | 186 Waerenga Road, Otaki 5512, New Zealand | ChargeNet NZ | No charging cost | DC, 50 KW, Type 2 CCS, Status: live | 2016:11:22 11:00:00
Wellington | Paekakariki | 7D Wellington Rd, Paekakariki 5034, NZ | ChargeNet NZ | No charging cost | DC, 50 KW, Type 2 CCS, Status: live | 2019:03:25 21:50:59
Wellington | Paekakariki | 7D Wellington Rd, Paekakariki 5034, NZ | ChargeNet NZ | No charging cost | DC, 50 KW, CHAdeMO, Status: live | 2019:03:25 21:50:59
Wellington | Paraparaumu | Rimu Rd, Paraparaumu 5032, NZ | ChargeNet NZ | No charging cost | DC, 50 KW, CHAdeMO, Status: live | 2018:10:23 21:07:20
Wellington | Paraparaumu | Rimu Rd, Paraparaumu 5032, NZ | ChargeNet NZ | No charging cost | DC, 50 KW, CHAdeMO, Status: live | 2018:10:23 21:07:20
Wellington | Paraparaumu | Rimu Rd, Paraparaumu 5032, NZ | ChargeNet NZ | No charging cost | DC, 50 KW, Type 2 CCS, Status: live | 2018:10:23 21:07:20
Wellington | Paraparaumu | Rimu Rd, Paraparaumu 5032, NZ | ChargeNet NZ | No charging cost | DC, 50 KW, Type 2 CCS, Status: live | 2018:10:23 21:07:20
Wellington | Paremata | 93-97 Mana Esplanade, Porirua 5026, New Zealand | ChargeNet NZ | No charging cost | DC, 25 KW, Type 2 CCS, Status: live | 2019:08:08 05:38:48
Wellington | Paremata | 93-97 Mana Esplanade, Porirua 5026, New Zealand | ChargeNet NZ | No charging cost | DC, 25 KW, CHAdeMO, Status: live | 2019:08:08 05:38:48
Wellington | Petone | 114-124 Jackson St, Lower Hutt 5012, New Zealand | ChargeNet NZ | No charging cost | DC, 25 KW, CHAdeMO, Status: live | 2019:08:28 09:29:56
Wellington | Petone | 114-124 Jackson St, Lower Hutt 5012, New Zealand | ChargeNet NZ | No charging cost | DC, 25 KW, Type 2 CCS, Status: live | 2019:08:28 09:29:56
Wellington | Petone | 114-124 Jackson St, Lower Hutt 5012, New Zealand | ChargeNet NZ | No charging cost | DC, 25 KW, CHAdeMO, Status: live | 2019:08:28 09:29:56
Wellington | Petone | 114-124 Jackson St, Lower Hutt 5012, New Zealand | ChargeNet NZ | No charging cost | DC, 25 KW, Type 2 CCS, Status: live | 2019:08:28 09:29:56
Wellington | Porirua | 12 Parumoana Street, Porirua 5022, New Zealand | ChargeNet NZ | No charging cost | DC, 50 KW, Type 2 CCS, Status: live | 2020:10:16 22:52:23
Wellington | Porirua | 12 Parumoana Street, Porirua 5022, New Zealand | ChargeNet NZ | No charging cost | DC, 50 KW, CHAdeMO, Status: live | 2020:10:16 22:52:23
Wellington | Porirua | 12 Parumoana Street, Porirua 5022, New Zealand | ChargeNet NZ | No charging cost | DC, 50 KW, Type 2 CCS, Status: live | 2020:10:16 22:52:23
Wellington | Porirua | 12 Parumoana Street, Porirua 5022, New Zealand | ChargeNet NZ | No charging cost | DC, 50 KW, CHAdeMO, Status: live | 2020:10:16 22:52:23
Wellington | Porirua | 12 Parumoana Street, Porirua 5022, New Zealand | ChargeNet NZ | No charging cost | DC, 50 KW, Type 2 CCS, Status: live | 2020:10:16 22:52:23
Wellington | Porirua | 12 Parumoana Street, Porirua 5022, New Zealand | ChargeNet NZ | No charging cost | DC, 50 KW, CHAdeMO, Status: live | 2020:10:16 22:52:23
Wellington | POWERSHOP MASTERTON | 427 Queen Street, Masterton 5801 | MERIDIAN ENERGY LIMITED | No charging cost | AC, 44 KW, Type 2 Socketed, Status: live | 2022:07:27 00:00:00
Wellington | POWERSHOP MASTERTON | 427 Queen Street, Masterton 5801 | MERIDIAN ENERGY LIMITED | No charging cost | AC, 44 KW, Type 2 Socketed, Status: live | 2022:07:27 00:00:00
Wellington | Raumati | 15 Raumati Rd, Paraparaumu 5032, NZ | ChargeNet NZ | No charging cost | DC, 50 KW, CHAdeMO, Status: live | 2019:03:14 23:54:26
Wellington | Raumati | 15 Raumati Rd, Paraparaumu 5032, NZ | ChargeNet NZ | No charging cost | DC, 50 KW, Type 2 CCS, Status: live | 2019:03:14 23:54:26
Wellington | RICOH SPORTS CENTRE | 237 Taita Drive, Lower Hutt 5011 | MERIDIAN ENERGY LIMITED | No charging cost | AC, 44 KW, Type 2 Socketed, Status: live | 2022:04:29 00:00:00
Wellington | RICOH SPORTS CENTRE | 237 Taita Drive, Lower Hutt 5011 | MERIDIAN ENERGY LIMITED | No charging cost | AC, 44 KW, Type 2 Socketed, Status: live | 2022:04:29 00:00:00
Wellington | RICOH SPORTS CENTRE | 237 Taita Drive, Lower Hutt 5011 | MERIDIAN ENERGY LIMITED | No charging cost | AC, 44 KW, Type 2 Socketed, Status: live | 2022:04:29 00:00:00
Wellington | RICOH SPORTS CENTRE | 237 Taita Drive, Lower Hutt 5011 | MERIDIAN ENERGY LIMITED | No charging cost | AC, 44 KW, Type 2 Socketed, Status: live | 2022:04:29 00:00:00
Wellington | Rodney St | Rodney St, Wellington 6012, NZ | ChargeNet NZ | No charging cost | AC, 7 KW, Type 2 Socketed, Status: live | 2019:10:04 03:18:24
Wellington | Rodney St | Rodney St, Wellington 6012, NZ | ChargeNet NZ | No charging cost | AC, 7 KW, Type 2 Socketed, Status: live | 2019:10:04 03:18:24
Wellington | SEAVIEW MARINA | 100 Port Road, Seaview, Lower Hutt 5010 | MERIDIAN ENERGY LIMITED | No charging cost | AC, 14 KW, Type 2 Socketed, Status: live | 2021:12:23 00:00:00
Wellington | SEAVIEW MARINA | 100 Port Road, Seaview, Lower Hutt 5010 | MERIDIAN ENERGY LIMITED | No charging cost | AC, 14 KW, Type 2 Socketed, Status: live | 2021:12:23 00:00:00
Wellington | SEAVIEW MARINA | 100 Port Road, Seaview, Lower Hutt 5010 | MERIDIAN ENERGY LIMITED | No charging cost | AC, 14 KW, Type 2 Socketed, Status: live | 2021:12:23 00:00:00
Wellington | SEAVIEW MARINA | 100 Port Road, Seaview, Lower Hutt 5010 | MERIDIAN ENERGY LIMITED | No charging cost | AC, 14 KW, Type 2 Socketed, Status: live | 2021:12:23 00:00:00
Wellington | SEAVIEW MARINA | 100 Port Road, Seaview, Lower Hutt 5010 | MERIDIAN ENERGY LIMITED | No charging cost | AC, 14 KW, Type 2 Socketed, Status: live | 2021:12:23 00:00:00
Wellington | SEAVIEW MARINA | 100 Port Road, Seaview, Lower Hutt 5010 | MERIDIAN ENERGY LIMITED | No charging cost | AC, 14 KW, Type 2 Socketed, Status: live | 2021:12:23 00:00:00
Wellington | SEAVIEW MARINA | 100 Port Road, Seaview, Lower Hutt 5010 | HUTT CITY COUNCIL | No charging cost | DC, 25 KW, Type 2 CCS, Status: live | 2021:12:23 00:00:00
Wellington | SEAVIEW MARINA | 100 Port Road, Seaview, Lower Hutt 5010 | HUTT CITY COUNCIL | No charging cost | DC, 25 KW, CHAdeMO, Status: live | 2021:12:23 00:00:00
Wellington | SEAVIEW MARINA | 100 Port Road, Seaview, Lower Hutt 5010 | HUTT CITY COUNCIL | No charging cost | DC, 25 KW, Type 2 CCS, Status: live | 2021:12:23 00:00:00
Wellington | SEAVIEW MARINA | 100 Port Road, Seaview, Lower Hutt 5010 | HUTT CITY COUNCIL | No charging cost | DC, 25 KW, CHAdeMO, Status: live | 2021:12:23 00:00:00
Wellington | SEAVIEW MARINA | 100 Port Road, Seaview, Lower Hutt 5010 | MERIDIAN ENERGY LIMITED | No charging cost | AC, 14 KW, Type 2 Socketed, Status: live | 2021:12:23 00:00:00
Wellington | SEAVIEW MARINA | 100 Port Road, Seaview, Lower Hutt 5010 | MERIDIAN ENERGY LIMITED | No charging cost | AC, 14 KW, Type 2 Socketed, Status: live | 2021:12:23 00:00:00
Wellington | Silver Stream | 28 Whitemans Rd, Upper Hutt 5019, New Zealand | ChargeNet NZ | No charging cost | DC, 25 KW, Type 2 CCS, Status: live | 2019:08:07 00:41:03
Wellington | Silver Stream | 28 Whitemans Rd, Upper Hutt 5019, New Zealand | ChargeNet NZ | No charging cost | DC, 25 KW, CHAdeMO, Status: live | 2019:08:07 00:41:03
Wellington | South Coromandel St | 66 Coromandel St, Wellington 6021, NZ | ChargeNet NZ | No charging cost | AC, 7 KW, Type 2 Socketed, Status: live | 2019:09:26 05:04:20
Wellington | South Coromandel St | 66 Coromandel St, Wellington 6021, NZ | ChargeNet NZ | No charging cost | AC, 7 KW, Type 2 Socketed, Status: live | 2019:09:26 05:04:20
Wellington | Stanley St | 66 Stanley St, Wellington 6023, NZ | ChargeNet NZ | No charging cost | AC, 7 KW, Type 2 Socketed, Status: live | 2020:03:06 00:00:00
Wellington | Stanley St | 66 Stanley St, Wellington 6023, NZ | ChargeNet NZ | No charging cost | AC, 7 KW, Type 2 Socketed, Status: live | 2020:03:06 00:00:00
Wellington | STOKES VALLEY COMMUNITY HUB | 186 Stokes Valley Road, Lower Hutt 5019 | HUTT CITY COUNCIL | No charging cost | DC, 25 KW, CHAdeMO, Status: live | 2022:06:21 00:00:00
Wellington | STOKES VALLEY COMMUNITY HUB | 186 Stokes Valley Road, Lower Hutt 5019 | HUTT CITY COUNCIL | No charging cost | DC, 25 KW, Type 2 CCS, Status: live | 2022:06:21 00:00:00
Wellington | Upper Hutt | 24 Queen St, Upper Hutt 5018, New Zealand | ChargeNet NZ | No charging cost | DC, 50 KW, Type 2 CCS, Status: live | 2017:04:27 12:00:00
Wellington | Upper Hutt | 24 Queen St, Upper Hutt 5018, New Zealand | ChargeNet NZ | No charging cost | DC, 50 KW, CHAdeMO, Status: live | 2017:04:27 12:00:00
Wellington | Waikanae | Opposite 34 Tutere St, Waikanae 5036, NZ | ChargeNet NZ | No charging cost | DC, 50 KW, CHAdeMO, Status: live | 2019:05:30 07:00:45
Wellington | Waikanae | Opposite 34 Tutere St, Waikanae 5036, NZ | ChargeNet NZ | No charging cost | DC, 50 KW, Type 2 CCS, Status: live | 2019:05:30 07:00:45
Wellington | Wellington Zoo | Manchester Street , Wellington 6021, New Zealand | ChargeNet NZ | No charging cost | DC, 25 KW, Type 2 CCS, Status: live | 2019:07:24 01:26:22
Wellington | Wellington Zoo | Manchester Street , Wellington 6021, New Zealand | ChargeNet NZ | No charging cost | DC, 25 KW, CHAdeMO, Status: live | 2019:07:24 01:26:22
Wellington | Wellington Zoo | Manchester Street , Wellington 6021, New Zealand | ChargeNet NZ | No charging cost | DC, 25 KW, CHAdeMO, Status: live | 2019:07:24 01:26:22
Wellington | Wellington Zoo | Manchester Street , Wellington 6021, New Zealand | ChargeNet NZ | No charging cost | DC, 25 KW, Type 2 CCS, Status: live | 2019:07:24 01:26:22
Wellington | WHITIREIA COMMUNITY POLYTECHNIC, PORIRUA CAMPUS | 3 Wi Neera Drive, Elsdon, Porirua 5022 | MERIDIAN ENERGY LIMITED | No charging cost | AC, 14 KW, Type 2 Socketed, Status: live | 2021:07:20 00:00:00
Wellington | WHITIREIA COMMUNITY POLYTECHNIC, PORIRUA CAMPUS | 3 Wi Neera Drive, Elsdon, Porirua 5022 | MERIDIAN ENERGY LIMITED | No charging cost | AC, 14 KW, Type 2 Socketed, Status: live | 2021:07:20 00:00:00
Wellington | WHITIREIA COMMUNITY POLYTECHNIC, PORIRUA CAMPUS | 3 Wi Neera Drive, Elsdon, Porirua 5022 | MERIDIAN ENERGY LIMITED | No charging cost | AC, 14 KW, Type 2 Socketed, Status: live | 2021:07:20 00:00:00
Wellington | WHITIREIA COMMUNITY POLYTECHNIC, PORIRUA CAMPUS | 3 Wi Neera Drive, Elsdon, Porirua 5022 | MERIDIAN ENERGY LIMITED | No charging cost | AC, 14 KW, Type 2 Socketed, Status: live | 2021:07:20 00:00:00
Wellington | WILLIAMS PARK EASTBOURNE | 611 Marine Drive, Eastbourne 5013 | MERIDIAN ENERGY LIMITED | No charging cost | AC, 44 KW, Type 2 Socketed, Status: live | 2021:05:14 00:00:00
Wellington | WILLIAMS PARK EASTBOURNE | 611 Marine Drive, Eastbourne 5013 | MERIDIAN ENERGY LIMITED | No charging cost | DC, 25 KW, Type 2 CCS, Status: live | 2021:05:14 00:00:00
Wellington | WILLIAMS PARK EASTBOURNE | 611 Marine Drive, Eastbourne 5013 | MERIDIAN ENERGY LIMITED | No charging cost | AC, 44 KW, Type 2 Socketed, Status: live | 2021:05:14 00:00:00
Wellington | WILLIAMS PARK EASTBOURNE | 611 Marine Drive, Eastbourne 5013 | MERIDIAN ENERGY LIMITED | No charging cost | DC, 25 KW, CHAdeMO, Status: live | 2021:05:14 00:00:00
Wellington | Wright St | Wright St, Wellington 6021, NZ | ChargeNet NZ | No charging cost | AC, 7 KW, Type 2 Socketed, Status: live | 2019:09:26 05:04:20
Wellington | Wright St | Wright St, Wellington 6021, NZ | ChargeNet NZ | No charging cost | AC, 7 KW, Type 2 Socketed, Status: live | 2019:09:26 05:04:20
Wellington | Z Petone | Cnr Jackson Street and Hutt Road, Petone, Wellington 5012, New Zealand | Z Energy | No charging cost | DC, 50 KW, CHAdeMO, Status: live
Wellington | Z Petone | Cnr Jackson Street and Hutt Road, Petone, Wellington 5012, New Zealand | Z Energy | No charging cost | DC, 50 KW, Type 2 CCS, Status: live
Wellington | Z Vivian Street | 174 Vivian Street, Te Aro, Wellington 6011, New Zealand | Z Energy | No charging cost | DC, 50 KW, Type 2 CCS, Status: live
Wellington | Z Vivian Street | 174 Vivian Street, Te Aro, Wellington 6011, New Zealand | Z Energy | No charging cost | DC, 50 KW, CHAdeMO, Status: live
Nelson | Nelson | 81 Trafalgar Street, Nelson 7010, NZ | Network Tasman Ltd | No charging cost | DC, 50 KW, Type 2 CCS, Status: live | 2018:08:01 00:00:00
Nelson | Nelson | 81 Trafalgar Street, Nelson 7010, NZ | Network Tasman Ltd | No charging cost | DC, 50 KW, CHAdeMO, Status: live | 2018:08:01 00:00:00
Nelson | Nelson | 81 Trafalgar Street, Nelson 7010, NZ | Network Tasman Ltd | No charging cost | AC, 43 KW, Type 2 Tethered, Status: live | 2018:08:01 00:00:00
Nelson | Nelson | 75 Vanguard St, Nelson 7010, NZ | ChargeNet NZ | No charging cost | DC, 50 KW, CHAdeMO, Status: live | 2018:08:14 05:02:25
Nelson | Nelson | 75 Vanguard St, Nelson 7010, NZ | ChargeNet NZ | No charging cost | DC, 50 KW, Type 2 CCS, Status: live | 2018:08:14 05:02:25
Nelson | PIC'S PEANUT BUTTER WORLD | 49 Saxton Road, Stoke, Nelson 7011 | MERIDIAN ENERGY LIMITED | No charging cost | AC, 44 KW, Type 2 Socketed, Status: live | 2021:12:23 00:00:00
Nelson | PIC'S PEANUT BUTTER WORLD | 49 Saxton Road, Stoke, Nelson 7011 | MERIDIAN ENERGY LIMITED | No charging cost | AC, 44 KW, Type 2 Socketed, Status: live | 2021:12:23 00:00:00
Nelson | PIC'S PEANUT BUTTER WORLD | 49 Saxton Road, Stoke, Nelson 7011 | MERIDIAN ENERGY LIMITED | No charging cost | DC, 25 KW, CHAdeMO, Status: live | 2022:06:30 00:00:00
Nelson | PIC'S PEANUT BUTTER WORLD | 49 Saxton Road, Stoke, Nelson 7011 | MERIDIAN ENERGY LIMITED | No charging cost | DC, 25 KW, Type 2 CCS, Status: live | 2022:06:30 00:00:00
Tasman | Motueka | 270 High St, Motueka 7120, NZ | The Warehouse Ltd | No charging cost | DC, 25 KW, Type 2 CCS, Status: live | 2021:01:26 04:00:00
Tasman | Motueka | 270 High St, Motueka 7120, NZ | The Warehouse Ltd | No charging cost | DC, 25 KW, CHAdeMO, Status: live | 2021:01:26 04:00:00
Tasman | Motueka | 271 High St, Motueka 7120, NZ | ChargeNet NZ | No charging cost | DC, 50 KW, CHAdeMO, Status: live | 2018:09:30 23:22:47
Tasman | Motueka | 271 High St, Motueka 7120, NZ | ChargeNet NZ | No charging cost | DC, 50 KW, Type 2 CCS, Status: live | 2018:09:30 23:22:47
Tasman | Murchison | Fairfax St, Murchison 7007, NZ | ChargeNet NZ | No charging cost | DC, 50 KW, CHAdeMO, Status: live | 2019:11:27 03:07:01
Tasman | Murchison | Fairfax St, Murchison 7007, NZ | ChargeNet NZ | No charging cost | DC, 50 KW, Type 2 CCS, Status: live | 2019:11:27 03:07:01
Tasman | Richmond | 280 Queen Street, Richmond 7020, NZ | Network Tasman Ltd | No charging cost | DC, 50 KW, CHAdeMO, Status: live | 2018:08:01 00:00:00
Tasman | Richmond | 280 Queen Street, Richmond 7020, NZ | Network Tasman Ltd | No charging cost | DC, 50 KW, Type 2 CCS, Status: live | 2018:08:01 00:00:00
Tasman | Takaka | 16 Willow Street, Golden Bay 7110, NZ | Network Tasman Ltd | No charging cost | DC, 50 KW, CHAdeMO, Status: live | 2018:08:01 00:00:00
Tasman | Takaka | 16 Willow Street, Golden Bay 7110, NZ | Network Tasman Ltd | No charging cost | DC, 50 KW, Type 2 CCS, Status: live | 2018:08:01 00:00:00
Tasman | Takaka | 16 Willow Street, Golden Bay 7110, NZ | Network Tasman Ltd | No charging cost | AC, 43 KW, Type 2 Tethered, Status: live | 2018:08:01 00:00:00
Marlborough | Blenheim | 1 Westwood Avenue, Blenheim 7271, NZ | ChargeNet NZ | No charging cost | DC, 50 KW, CHAdeMO, Status: live | 2018:07:04 05:05:48
Marlborough | Blenheim | 1 Westwood Avenue, Blenheim 7271, NZ | ChargeNet NZ | No charging cost | DC, 50 KW, Type 2 CCS, Status: live | 2018:07:04 05:05:48
Marlborough | Blenheim | Cnr Kinross and Redwood Streets, Blenheim 7201, NZ | The Warehouse Ltd | No charging cost | DC, 25 KW, Type 2 CCS, Status: live | 2021:01:26 04:00:00
Marlborough | Blenheim | Cnr Kinross and Redwood Streets, Blenheim 7201, NZ | The Warehouse Ltd | No charging cost | DC, 25 KW, CHAdeMO, Status: live | 2021:01:26 04:00:00
Marlborough | Havelock | 68 Main Rd, Havelock 7100, NZ | ChargeNet NZ | No charging cost | DC, 50 KW, Type 2 CCS, Status: live | 2018:05:31 00:00:00
Marlborough | Havelock | 68 Main Rd, Havelock 7100, NZ | ChargeNet NZ | No charging cost | DC, 50 KW, CHAdeMO, Status: live | 2018:05:31 00:00:00
Marlborough | Spring Creek | 2226 State Highway 1, Blenheim 7202, NZ | ChargeNet NZ | No charging cost | DC, 50 KW, CHAdeMO, Status: live | 2018:05:01 00:00:00
Marlborough | Spring Creek | 2226 State Highway 1, Blenheim 7202, NZ | ChargeNet NZ | No charging cost | DC, 50 KW, Type 2 CCS, Status: live | 2018:05:01 00:00:00
Marlborough | Ward | 7326 State Highway 1, Ward 7285, NZ | ChargeNet NZ | No charging cost | DC, 50 KW, Type 2 CCS, Status: live | 2019:05:01 09:05:15
Marlborough | Ward | 7326 State Highway 1, Ward 7285, NZ | ChargeNet NZ | No charging cost | DC, 50 KW, CHAdeMO, Status: live | 2019:05:01 09:05:15
West Coast | Franz Josef | 63 Cron Street, Franz Joseph Glacier 7886, New Zealand | ChargeNet NZ | No charging cost | DC, 25 KW, CHAdeMO, Status: live | 2019:07:09 02:19:11
West Coast | Franz Josef | 63 Cron Street, Franz Joseph Glacier 7886, New Zealand | ChargeNet NZ | No charging cost | DC, 25 KW, Type 2 CCS, Status: live | 2019:07:09 02:19:11
West Coast | Franz Josef | 63 Cron Street, Franz Joseph Glacier 7886, New Zealand | ChargeNet NZ | No charging cost | DC, 50 KW, Type 2 CCS, Status: live | 2019:07:09 02:18:03
West Coast | Franz Josef | 63 Cron Street, Franz Joseph Glacier 7886, New Zealand | ChargeNet NZ | No charging cost | DC, 50 KW, CHAdeMO, Status: live | 2019:07:09 02:18:03
West Coast | Greymouth | 174 Mawhera Quay, Greymouth 7805, NZ | The Warehouse Ltd | No charging cost | DC, 25 KW, CHAdeMO, Status: live | 2022:04:01 11:00:00
West Coast | Greymouth | 13 Tarapuhi Street, Greymouth 7805, New Zealand | ChargeNet NZ | No charging cost | DC, 50 KW, Type 2 CCS, Status: live | 2017:03:16 11:00:00
West Coast | Greymouth | 13 Tarapuhi Street, Greymouth 7805, New Zealand | ChargeNet NZ | No charging cost | DC, 50 KW, CHAdeMO, Status: live | 2017:03:16 11:00:00
West Coast | Greymouth | 174 Mawhera Quay, Greymouth 7805, NZ | The Warehouse Ltd | No charging cost | DC, 25 KW, Type 2 CCS, Status: live | 2022:04:01 11:00:00
West Coast | Hokitika | 116 Revell Street, Hokitika 7810, NZ | ChargeNet NZ | No charging cost | DC, 50 KW, Type 2 CCS, Status: live | 2018:07:24 23:21:02
West Coast | Hokitika | 116 Revell Street, Hokitika 7810, NZ | ChargeNet NZ | No charging cost | DC, 50 KW, CHAdeMO, Status: live | 2018:07:24 23:21:02
West Coast | Karamea | 103 Bridge Street, Karamea 7893, NZ | ChargeNet NZ | No charging cost | DC, 25 KW, CHAdeMO, Status: live | 2019:01:11 01:01:10
West Coast | Karamea | 103 Bridge Street, Karamea 7893, NZ | ChargeNet NZ | No charging cost | DC, 25 KW, Type 2 CCS, Status: live | 2019:01:11 01:01:10
West Coast | Otira | Otira Hwy, Otira 7875, New Zealand | Portia Properties Ltd | No charging cost | DC, 50 KW, CHAdeMO, Status: live | 2020:02:27 04:59:19
West Coast | Otira | Otira Hwy, Otira 7875, New Zealand | Portia Properties Ltd | No charging cost | DC, 50 KW, Type 2 CCS, Status: live | 2020:02:27 04:59:19
West Coast | Reefton | 47 Broadway, Reefton 7830, NZ | ChargeNet NZ | No charging cost | DC, 25 KW, Type 2 CCS, Status: live | 2018:10:02 02:09:15
West Coast | Reefton | 47 Broadway, Reefton 7830, NZ | ChargeNet NZ | No charging cost | DC, 25 KW, CHAdeMO, Status: live | 2018:10:02 02:09:15
West Coast | Westport | 5 Adderley Street, Westport 7825, NZ | ChargeNet NZ | No charging cost | DC, 50 KW, CHAdeMO, Status: live | 2018:12:06 05:35:03
West Coast | Westport | 5 Adderley Street, Westport 7825, NZ | ChargeNet NZ | No charging cost | DC, 50 KW, Type 2 CCS, Status: live | 2018:12:06 05:35:03
West Coast | YHA FRANZ JOSEF | 2/4 Cron St, Franz Josef Glacier 7886, New Zealand | MERIDIAN ENERGY LIMITED | No charging cost | AC, 22 KW, Type 2 Socketed, Status: live | 2020:05:01 00:00:00
Canterbury | Akaroa | 40 Rue Brittan, Akaroa 7520, New Zealand | Orion New Zealand Ltd | No charging cost | AC, 22 KW, Type 2 Socketed, Status: live
Canterbury | Akaroa | 49 Beach Rd, Akaroa 7520, NZ | Orion New Zealand Ltd | No charging cost | AC, 22 KW, Type 2 Socketed, Status: live
Canterbury | Akaroa | 49 Beach Rd, Akaroa 7520, NZ | Orion New Zealand Ltd | No charging cost | AC, 22 KW, Type 2 Socketed, Status: live
Canterbury | Akaroa | 40 Rue Brittan, Akaroa 7520, New Zealand | Orion New Zealand Ltd | No charging cost | AC, 22 KW, Type 2 Socketed, Status: live
Canterbury | Amberley | 123 Carters Rd, Amberley 7410, NZ | ChargeNet NZ | No charging cost | DC, 50 KW, CHAdeMO, Status: live | 2018:04:05 00:00:00
Canterbury | Amberley | 123 Carters Rd, Amberley 7410, NZ | ChargeNet NZ | No charging cost | DC, 50 KW, Type 2 CCS, Status: live | 2018:04:05 00:00:00
Canterbury | Arthurs Pass | 80 State Highway 73, Arthurs Pass 7875, New Zealand | ChargeNet NZ | No charging cost | DC, 50 KW, Type 2 CCS, Status: live | 2020:10:01 10:37:42
Canterbury | Arthurs Pass | 80 State Highway 73, Arthurs Pass 7875, New Zealand | ChargeNet NZ | No charging cost | AC, 22 KW, Type 2 Socketed, Status: live | 2020:10:01 10:37:42
Canterbury | Arthurs Pass | 80 State Highway 73, Arthurs Pass 7875, New Zealand | ChargeNet NZ | No charging cost | DC, 50 KW, CHAdeMO, Status: live | 2020:10:01 10:37:42
Canterbury | Ashburton | 109 West Street, Ashburton 7700, New Zealand | Electricity Ashburton Ltd | No charging cost | AC, 22 KW, Type 2 Socketed, Status: live
Canterbury | Ashburton | 109 West Street, Ashburton 7700, New Zealand | Electricity Ashburton Ltd | No charging cost | DC, 50 KW, Type 2 CCS, Status: live
Canterbury | Ashburton | 109 West Street, Ashburton 7700, New Zealand | Electricity Ashburton Ltd | No charging cost | DC, 50 KW, CHAdeMO, Status: live
Canterbury | ASHHURST ENGINEERING & CONSTRUCTION CO | 85 York Street, Ashhurst 4810 | MERIDIAN ENERGY LIMITED | No charging cost | AC, 44 KW, Type 2 Socketed, Status: live | 2022:04:01 00:00:00
Canterbury | ASHHURST ENGINEERING & CONSTRUCTION CO | 85 York Street, Ashhurst 4810 | MERIDIAN ENERGY LIMITED | No charging cost | AC, 44 KW, Type 2 Socketed, Status: live | 2022:04:01 00:00:00
Canterbury | Botanic Gardens | Car Park, Christchruch 8013, NZ | Orion New Zealand Ltd | No charging cost | AC, 22 KW, Type 2 Socketed, Status: live
Canterbury | Botanic Gardens | Car Park, Christchruch 8013, NZ | Orion New Zealand Ltd | No charging cost | AC, 22 KW, Type 2 Socketed, Status: live
Canterbury | Canterbury Uni | Science Rd, Christchruch 8041, NZ | Orion New Zealand Ltd | No charging cost | AC, 22 KW, Type 2 Socketed, Status: live
Canterbury | Canterbury Uni | Science Rd, Christchruch 8041, NZ | Orion New Zealand Ltd | No charging cost | AC, 22 KW, Type 2 Socketed, Status: live
Canterbury | Castle Hill | 3 Castle Hill Dr, Castle Hill 7580, New Zealand | ChargeNet NZ | No charging cost | DC, 50 KW, CHAdeMO, Status: live | 2020:10:15 08:54:18
Canterbury | Castle Hill | 3 Castle Hill Dr, Castle Hill 7580, New Zealand | ChargeNet NZ | No charging cost | DC, 50 KW, Type 2 CCS, Status: live | 2020:10:15 08:54:18
Canterbury | Castle Hill | 3 Castle Hill Dr, Castle Hill 7580, New Zealand | ChargeNet NZ | No charging cost | AC, 22 KW, Type 2 Socketed, Status: live | 2020:10:15 08:54:18
Canterbury | Cheviot | 4 Seddon St, Cheviot 7310, NZ | ChargeNet NZ | No charging cost | DC, 50 KW, CHAdeMO, Status: live | 2019:05:31 05:12:51
Canterbury | Cheviot | 4 Seddon St, Cheviot 7310, NZ | ChargeNet NZ | No charging cost | DC, 50 KW, Type 2 CCS, Status: live | 2019:05:31 05:12:51
Canterbury | CHRISTCHURCH ADVENTURE PARK | Worsleys Rd, Cashmere, Christchurch 8022, New Zealand | MERIDIAN ENERGY LIMITED | No charging cost | AC, 44 KW, Type 2 Socketed, Status: live | 2020:05:01 00:00:00
Canterbury | CHRISTCHURCH ADVENTURE PARK | Worsleys Rd, Cashmere, Christchurch 8022, New Zealand | MERIDIAN ENERGY LIMITED | No charging cost | AC, 44 KW, Type 2 Socketed, Status: live | 2020:05:01 00:00:00
Canterbury | CHRISTCHURCH ADVENTURE PARK | Worsleys Rd, Cashmere, Christchurch 8022, New Zealand | MERIDIAN ENERGY LIMITED | No charging cost | AC, 44 KW, Type 2 Socketed, Status: live | 2020:05:01 00:00:00
Canterbury | CHRISTCHURCH ADVENTURE PARK | Worsleys Rd, Cashmere, Christchurch 8022, New Zealand | MERIDIAN ENERGY LIMITED | No charging cost | AC, 44 KW, Type 2 Socketed, Status: live | 2020:05:01 00:00:00
Canterbury | Culverden | 27A Mountain View Rd, Culverden 7392, New Zealand | ChargeNet NZ | No charging cost | DC, 50 KW, CHAdeMO, Status: live | 2017:12:21 01:36:21
Canterbury | Culverden | 27A Mountain View Rd, Culverden 7392, New Zealand | ChargeNet NZ | No charging cost | DC, 50 KW, Type 2 CCS, Status: live | 2017:12:21 01:36:21
Canterbury | Darfield | 33 South Terrace, Darfield 7510, New Zealand | ChargeNet NZ | No charging cost | DC, 50 KW, CHAdeMO, Status: live | 2020:03:10 22:12:04
Canterbury | Darfield | 33 South Terrace, Darfield 7510, New Zealand | ChargeNet NZ | No charging cost | DC, 50 KW, Type 2 CCS, Status: live | 2020:03:10 22:12:04
Canterbury | Dunsandel Com Centre | Dunsandel Community Centre, Dunsandel 7682, New Zealand | Orion New Zealand Ltd | Charging costs apply | AC, 7 KW, Type 2 Socketed, Status: live | 2021:07:06 02:14:08
Canterbury | Dunsandel Com Centre | Dunsandel Community Centre, Dunsandel 7682, New Zealand | Orion New Zealand Ltd | Charging costs apply | AC, 7 KW, Type 2 Socketed, Status: live | 2021:07:06 02:14:08
Canterbury | Durham St | 175 Durham St South, Christchurch 8011, New Zealand | ChargeNet NZ | No charging cost | DC, 50 KW, CHAdeMO, Status: live | 2021:01:21 23:31:31
Canterbury | Durham St | 175 Durham St South, Christchurch 8011, New Zealand | ChargeNet NZ | No charging cost | DC, 50 KW, Type 2 CCS, Status: live | 2021:01:21 23:31:31
Canterbury | Durham St | 175 Durham St South, Christchurch 8011, New Zealand | ChargeNet NZ | No charging cost | DC, 25 KW, CHAdeMO, Status: live | 2021:01:21 23:30:26
Canterbury | Durham St | 175 Durham St South, Christchurch 8011, New Zealand | ChargeNet NZ | No charging cost | DC, 25 KW, Type 2 CCS, Status: live | 2021:01:21 23:30:26
Canterbury | Fairlie | Opposite 53 Main St, Fairlie 7925, New Zealand | Alpine Energy Limited | No charging cost | DC, 50 KW, CHAdeMO, Status: live | 2017:11:16 00:00:00
Canterbury | Fairlie | Opposite 53 Main St, Fairlie 7925, New Zealand | Alpine Energy Limited | No charging cost | DC, 50 KW, Type 2 CCS, Status: live | 2017:11:16 00:00:00
Canterbury | Fendalton | 23 Memorial Ave, Christchruch 8053, NZ | Orion New Zealand Ltd | No charging cost | AC, 22 KW, Type 2 Socketed, Status: live
Canterbury | Fendalton | 23 Memorial Ave, Christchruch 8053, NZ | Orion New Zealand Ltd | No charging cost | AC, 22 KW, Type 2 Socketed, Status: live
Canterbury | Geraldine | 14 Geraldine-Fairlie Hwy, Geraldine 7930, New Zealand | Alpine Energy Limited | No charging cost | DC, 50 KW, Type 2 CCS, Status: live | 2017:11:15 11:00:00
Canterbury | Geraldine | 14 Geraldine-Fairlie Hwy, Geraldine 7930, New Zealand | Alpine Energy Limited | No charging cost | DC, 50 KW, CHAdeMO, Status: live | 2017:11:15 11:00:00
Canterbury | Halswell | 346 Halswell Rd, Christchurch 8025, New Zealand | Orion New Zealand Ltd | No charging cost | AC, 22 KW, Type 2 Socketed, Status: live
Canterbury | Halswell | 346 Halswell Rd, Christchurch 8025, New Zealand | Orion New Zealand Ltd | No charging cost | AC, 22 KW, Type 2 Socketed, Status: live
Canterbury | Halswell | 346 Halswell Rd, Christchurch 8025, New Zealand | Orion New Zealand Ltd | No charging cost | DC, 50 KW, CHAdeMO, Status: live | 2018:02:13 00:00:00
Canterbury | Halswell | 346 Halswell Rd, Christchurch 8025, New Zealand | Orion New Zealand Ltd | No charging cost | DC, 50 KW, Type 2 CCS, Status: live | 2018:02:13 00:00:00
Canterbury | HANMER SPRINGS THERMAL POOLS AND SPA - CAR PARK | 1 Jack Pass Road, Hanmer Springs 7334 | MERIDIAN ENERGY LIMITED | No charging cost | AC, 44 KW, Type 2 Socketed, Status: live | 2020:09:07 00:00:00
Canterbury | HANMER SPRINGS THERMAL POOLS AND SPA - CAR PARK | 1 Jack Pass Road, Hanmer Springs 7334 | MERIDIAN ENERGY LIMITED | No charging cost | AC, 44 KW, Type 2 Socketed, Status: live | 2020:09:07 00:00:00
Canterbury | HANMER SPRINGS THERMAL POOLS AND SPA - CAR PARK | 1 Jack Pass Road, Hanmer Springs 7334 | MERIDIAN ENERGY LIMITED | No charging cost | AC, 44 KW, Type 2 Socketed, Status: live | 2020:09:07 00:00:00
Canterbury | HANMER SPRINGS THERMAL POOLS AND SPA - CAR PARK | 1 Jack Pass Road, Hanmer Springs 7334 | MERIDIAN ENERGY LIMITED | No charging cost | AC, 44 KW, Type 2 Socketed, Status: live | 2020:09:07 00:00:00
Canterbury | Harewood | 800 Harewood Rd, Christchruch 8051, New Zealand | Orion New Zealand Ltd | No charging cost | DC, 50 KW, CHAdeMO, Status: live | 2018:02:13 00:00:00
Canterbury | Harewood | 800 Harewood Rd, Christchruch 8051, New Zealand | Orion New Zealand Ltd | No charging cost | DC, 50 KW, Type 2 CCS, Status: live | 2018:02:13 00:00:00
Canterbury | Harewood | 800 Harewood Rd, Christchruch 8051, New Zealand | Orion New Zealand Ltd | No charging cost | AC, 22 KW, Type 2 Socketed, Status: live
Canterbury | Harewood | 800 Harewood Rd, Christchruch 8051, New Zealand | Orion New Zealand Ltd | No charging cost | AC, 22 KW, Type 2 Socketed, Status: live
Canterbury | Ilam | 47C - 57C Peer St, Christchruch 8041, NZ | Orion New Zealand Ltd | No charging cost | AC, 22 KW, Type 2 Socketed, Status: live
Canterbury | Ilam | 47C - 57C Peer St, Christchruch 8041, NZ | Orion New Zealand Ltd | No charging cost | AC, 22 KW, Type 2 Socketed, Status: live
Canterbury | Ilam | 47C - 57C Peer St, Christchruch 8041, NZ | Orion New Zealand Ltd | No charging cost | AC, 22 KW, Type 2 Socketed, Status: live
Canterbury | Ilam | 47C - 57C Peer St, Christchruch 8041, NZ | Orion New Zealand Ltd | No charging cost | AC, 22 KW, Type 2 Socketed, Status: live
Canterbury | Kaiapoi | 31 Sewell Street, Kaiapoi 7630, New Zealand | ChargeNet NZ | No charging cost | DC, 50 KW, Type 2 CCS, Status: live | 2019:06:18 23:55:28
Canterbury | Kaiapoi | 31 Sewell Street, Kaiapoi 7630, New Zealand | ChargeNet NZ | No charging cost | DC, 50 KW, CHAdeMO, Status: live | 2019:06:18 23:55:28
Canterbury | KAIAPOI LIBRARY AND SERVICE CENTRE | 129 Raven Quay, Kaiapoi 7630 | MERIDIAN ENERGY LIMITED | No charging cost | AC, 44 KW, Type 2 Socketed, Status: live | 2021:09:07 00:00:00
Canterbury | KAIAPOI LIBRARY AND SERVICE CENTRE | 129 Raven Quay, Kaiapoi 7630 | MERIDIAN ENERGY LIMITED | No charging cost | AC, 44 KW, Type 2 Socketed, Status: live | 2021:09:07 00:00:00
Canterbury | KAIAPOI LIBRARY AND SERVICE CENTRE | 129 Raven Quay, Kaiapoi 7630 | MERIDIAN ENERGY LIMITED | No charging cost | AC, 44 KW, Type 2 Socketed, Status: live | 2021:09:07 00:00:00
Canterbury | KAIAPOI LIBRARY AND SERVICE CENTRE | 129 Raven Quay, Kaiapoi 7630 | MERIDIAN ENERGY LIMITED | No charging cost | AC, 44 KW, Type 2 Socketed, Status: live | 2021:09:07 00:00:00
Canterbury | Kaikoura | 124-128 Beach Rd, Kaikoura 7300, NZ | ChargeNet NZ | No charging cost | DC, 50 KW, CHAdeMO, Status: live | 2018:10:26 00:00:00
Canterbury | Kaikoura | 124-128 Beach Rd, Kaikoura 7300, NZ | ChargeNet NZ | No charging cost | DC, 50 KW, Type 2 CCS, Status: live | 2018:10:26 00:00:00
Canterbury | Kaikoura | 51 West End, Kaikoura 7300, New Zealand | ChargeNet NZ | No charging cost | DC, 50 KW, CHAdeMO, Status: live | 2016:10:31 11:00:00
Canterbury | Kaikoura | 51 West End, Kaikoura 7300, New Zealand | ChargeNet NZ | No charging cost | DC, 50 KW, Type 2 CCS, Status: live | 2016:10:31 11:00:00
Canterbury | Kurow | 14 Bledisloe St, Kurow 9435, New Zealand | Network Waitaki | No charging cost | DC, 50 KW, Type 2 CCS, Status: live
Canterbury | Kurow | 14 Bledisloe St, Kurow 9435, New Zealand | Network Waitaki | No charging cost | DC, 50 KW, CHAdeMO, Status: live
Canterbury | Leeston | 18 Gallipoli St, Leeston 7632, NZ | Orion New Zealand Ltd | Charging costs apply | DC, 25 KW, CHAdeMO, Status: live | 2021:05:04 01:05:45
Canterbury | Leeston | 18 Gallipoli St, Leeston 7632, NZ | Orion New Zealand Ltd | Charging costs apply | DC, 25 KW, Type 2 CCS, Status: live | 2021:05:04 01:05:45
Canterbury | LES MILLS CHRISTCHURCH | 203 Cashel Street, Christchurch Central City, Christchurch 8011 | MERIDIAN ENERGY LIMITED | No charging cost | AC, 44 KW, Type 2 Socketed, Status: live | 2021:09:17 00:00:00
Canterbury | LES MILLS CHRISTCHURCH | 203 Cashel Street, Christchurch Central City, Christchurch 8011 | MERIDIAN ENERGY LIMITED | No charging cost | AC, 44 KW, Type 2 Socketed, Status: live | 2021:09:17 00:00:00
Canterbury | Lincoln | 77 Gerald St, Lincoln 7674, New Zealand | Orion New Zealand Ltd | No charging cost | DC, 50 KW, Type 2 CCS, Status: live | 2018:02:28 23:17:46
Canterbury | Lincoln | 77 Gerald St, Lincoln 7674, New Zealand | Orion New Zealand Ltd | No charging cost | DC, 50 KW, CHAdeMO, Status: live | 2018:02:28 23:17:46
Canterbury | Lincoln | 77 Gerald St, Lincoln 7674, New Zealand | Orion New Zealand Ltd | No charging cost | AC, 22 KW, Type 2 Socketed, Status: live
Canterbury | Lincoln | 77 Gerald St, Lincoln 7674, New Zealand | Orion New Zealand Ltd | No charging cost | AC, 22 KW, Type 2 Socketed, Status: live
Canterbury | Lincoln | 77 Gerald St, Lincoln 7674, New Zealand | Orion New Zealand Ltd | No charging cost | AC, 22 KW, Type 2 Socketed, Status: live
Canterbury | Lincoln | 77 Gerald St, Lincoln 7674, New Zealand | Orion New Zealand Ltd | No charging cost | AC, 22 KW, Type 2 Socketed, Status: live
Canterbury | Lincoln Library | 18 Lyttelton Street, Lincoln 7608, New Zealand | Orion New Zealand Ltd | Charging costs apply | AC, 22 KW, Type 2 Socketed, Status: live | 2021:07:06 02:13:23
Canterbury | Lincoln Library | 18 Lyttelton Street, Lincoln 7608, New Zealand | Orion New Zealand Ltd | Charging costs apply | AC, 22 KW, Type 2 Socketed, Status: live | 2021:07:06 02:13:23
Canterbury | Little River | 4235A Christchurch Akaroa Road, Little River 7591, New Zealand | Orion New Zealand Ltd | No charging cost | AC, 22 KW, Type 2 Socketed, Status: live | 2017:10:30 22:00:03
Canterbury | Little River | 4235A Christchurch Akaroa Road, Little River 7591, New Zealand | Orion New Zealand Ltd | No charging cost | DC, 50 KW, CHAdeMO, Status: live | 2017:10:30 22:00:03
Canterbury | Little River | 4235A Christchurch Akaroa Road, Little River 7591, New Zealand | Orion New Zealand Ltd | No charging cost | AC, 22 KW, Type 2 Socketed, Status: live | 2017:10:30 22:00:03
Canterbury | Little River | 4235A Christchurch Akaroa Road, Little River 7591, New Zealand | Orion New Zealand Ltd | No charging cost | DC, 50 KW, Type 2 CCS, Status: live | 2017:10:30 22:00:03
Canterbury | Methven | 160 Main St, Methven 7730, New Zealand | Electricity Ashburton Ltd | No charging cost | DC, 50 KW, Type 2 CCS, Status: live
Canterbury | Methven | 160 Main St, Methven 7730, New Zealand | Electricity Ashburton Ltd | No charging cost | DC, 50 KW, CHAdeMO, Status: live
Canterbury | Moorhouse Ave | 297 Moorhouse Ave, Christchurch 8011, NZ | Orion New Zealand Ltd | No charging cost | AC, 22 KW, Type 2 Socketed, Status: live
Canterbury | Moorhouse Ave | 297 Moorhouse Ave, Christchurch 8011, NZ | Orion New Zealand Ltd | No charging cost | AC, 22 KW, Type 2 Socketed, Status: live
Canterbury | Moorhouse Ave | 297 Moorhouse Ave, Christchurch 8011, NZ | Orion New Zealand Ltd | No charging cost | AC, 22 KW, Type 2 Socketed, Status: live
Canterbury | Moorhouse Ave | 297 Moorhouse Ave, Christchurch 8011, NZ | Orion New Zealand Ltd | No charging cost | AC, 22 KW, Type 2 Socketed, Status: live
Canterbury | Mt Cook | 105 Bowen Drive, Mt Cook National Park 7999, New Zealand | Alpine Energy Limited | Charging costs apply | DC, 50 KW, CHAdeMO, Status: live | 2022:09:14 12:00:00
Canterbury | Mt Cook | 105 Bowen Drive, Mt Cook National Park 7999, New Zealand | Alpine Energy Limited | Charging costs apply | DC, 50 KW, Type 2 CCS, Status: live | 2022:09:14 12:00:00
Canterbury | New Brighton | 213 Marine Parade, Christchruch 8061, NZ | Orion New Zealand Ltd | No charging cost | AC, 22 KW, Type 2 Socketed, Status: live
Canterbury | New Brighton | 213 Marine Parade, Christchruch 8061, NZ | Orion New Zealand Ltd | No charging cost | AC, 22 KW, Type 2 Socketed, Status: live
Canterbury | Northwood | 2 Mounter Ave, Christchurch 8051, New Zealand | ChargeNet NZ | No charging cost | DC, 50 KW, Type 2 CCS, Status: live | 2016:12:04 11:00:00
Canterbury | Northwood | 2 Mounter Ave, Christchurch 8051, New Zealand | ChargeNet NZ | No charging cost | DC, 50 KW, CHAdeMO, Status: live | 2016:12:04 11:00:00
Canterbury | Omarama | 2 Sutherland Road, Omararu 9412, New Zealand | Network Waitaki | No charging cost | DC, 50 KW, Type 2 CCS, Status: live
Canterbury | Omarama | 2 Sutherland Road, Omararu 9412, New Zealand | Network Waitaki | No charging cost | DC, 50 KW, CHAdeMO, Status: live
Canterbury | OPUKE THERMAL POOLS & SPA | 47 Mount Hutt Station Road, Methven 7782 | MERIDIAN ENERGY LIMITED | No charging cost | AC, 44 KW, Type 2 Socketed, Status: live | 2021:12:01 00:00:00
Canterbury | OPUKE THERMAL POOLS & SPA | 47 Mount Hutt Station Road, Methven 7782 | MERIDIAN ENERGY LIMITED | No charging cost | AC, 44 KW, Type 2 Socketed, Status: live | 2021:12:01 00:00:00
Canterbury | OPUKE THERMAL POOLS & SPA | 47 Mount Hutt Station Road, Methven 7782 | MERIDIAN ENERGY LIMITED | No charging cost | AC, 44 KW, Type 2 Socketed, Status: live | 2021:12:01 00:00:00
Canterbury | OPUKE THERMAL POOLS & SPA | 47 Mount Hutt Station Road, Methven 7782 | MERIDIAN ENERGY LIMITED | No charging cost | AC, 44 KW, Type 2 Socketed, Status: live | 2021:12:01 00:00:00
Canterbury | Orari | 1 Orari Station Road, Orari 7992, New Zealand | Alpine Energy Limited | Charging costs apply | DC, 150 KW, Type 2 CCS, Status: live | 2022:07:03 12:00:00
Canterbury | Orari | 1 Orari Station Road, Orari 7992, New Zealand | Alpine Energy Limited | Charging costs apply | DC, 50 KW, CHAdeMO, Status: live | 2022:07:03 12:00:00
Canterbury | Parklands Library | 46 Queenspark Drive, Christchruch 8083, NZ | Orion New Zealand Ltd | No charging cost | AC, 22 KW, Type 2 Socketed, Status: live
Canterbury | Parklands Library | 46 Queenspark Drive, Christchruch 8083, NZ | Orion New Zealand Ltd | No charging cost | AC, 22 KW, Type 2 Socketed, Status: live
Canterbury | Prestons | 420 Prestons Rd, Christchruch 8083, NZ | Orion New Zealand Ltd | No charging cost | AC, 22 KW, Type 2 Socketed, Status: live
Canterbury | Prestons | 420 Prestons Rd, Christchruch 8083, NZ | Orion New Zealand Ltd | No charging cost | AC, 22 KW, Type 2 Socketed, Status: live
Canterbury | Rakaia | 41 Bridge Street, Rakaia 7710, New Zealand | Electricity Ashburton Ltd | No charging cost | DC, 50 KW, CHAdeMO, Status: live
Canterbury | Rakaia | 41 Bridge Street, Rakaia 7710, New Zealand | Electricity Ashburton Ltd | No charging cost | DC, 50 KW, Type 2 CCS, Status: live
Canterbury | Rangiora | 2 Southbrook Rd, Rangiora 7400, NZ | ChargeNet NZ | No charging cost | DC, 50 KW, CHAdeMO, Status: live | 2018:12:17 03:00:02
Canterbury | Rangiora | 2 Southbrook Rd, Rangiora 7400, NZ | ChargeNet NZ | No charging cost | DC, 50 KW, Type 2 CCS, Status: live | 2018:12:17 03:00:02
Canterbury | Redcliffs | 170 Main Road, Christchurch 8081, New Zealand | BP2go Redcliffs | No charging cost | DC, 50 KW, CHAdeMO, Status: live | 2019:06:07 18:17:57
Canterbury | Redcliffs | 170 Main Road, Christchurch 8081, New Zealand | BP2go Redcliffs | No charging cost | DC, 50 KW, Type 2 CCS, Status: live | 2019:06:07 18:17:57
Canterbury | Rolleston | 92 Rolleston Drive, Rolleston 7614, New Zealand | Orion New Zealand Ltd | No charging cost | DC, 50 KW, Type 2 CCS, Status: live | 2018:02:12 00:00:00
Canterbury | Rolleston | Rolleston Dr, Christchurch 7614, NZ | The Warehouse Ltd | No charging cost | DC, 25 KW, CHAdeMO, Status: live | 2021:02:15 13:00:00
Canterbury | Rolleston | Rolleston Dr, Christchurch 7614, NZ | The Warehouse Ltd | No charging cost | DC, 25 KW, Type 2 CCS, Status: live | 2021:02:15 13:00:00
Canterbury | Rolleston | Rolleston Dr, Christchurch 7614, NZ | The Warehouse Ltd | No charging cost | DC, 25 KW, CHAdeMO, Status: live | 2021:02:15 13:00:00
Canterbury | Rolleston | 92 Rolleston Drive, Rolleston 7614, New Zealand | Orion New Zealand Ltd | No charging cost | AC, 22 KW, Type 2 Socketed, Status: live
Canterbury | Rolleston | 92 Rolleston Drive, Rolleston 7614, New Zealand | Orion New Zealand Ltd | No charging cost | DC, 50 KW, CHAdeMO, Status: live | 2018:02:12 00:00:00
Canterbury | Rolleston | Rolleston Dr, Christchurch 7614, NZ | The Warehouse Ltd | No charging cost | DC, 25 KW, Type 2 CCS, Status: live | 2021:02:15 13:00:00
Canterbury | Rolleston | 92 Rolleston Drive, Rolleston 7614, New Zealand | Orion New Zealand Ltd | No charging cost | AC, 22 KW, Type 2 Socketed, Status: live
Canterbury | RURALCO, ASHBURTON | 97 Burnett Street, Ashburton 7700 | MERIDIAN ENERGY LIMITED | No charging cost | AC, 44 KW, Type 2 Socketed, Status: live | 2022:06:21 00:00:00
Canterbury | RURALCO, ASHBURTON | 97 Burnett Street, Ashburton 7700 | MERIDIAN ENERGY LIMITED | No charging cost | AC, 44 KW, Type 2 Socketed, Status: live | 2022:06:21 00:00:00
Canterbury | RURALCO, ASHBURTON | 97 Burnett Street, Ashburton 7700 | MERIDIAN ENERGY LIMITED | No charging cost | AC, 44 KW, Type 2 Socketed, Status: live | 2022:06:21 00:00:00
Canterbury | RURALCO, ASHBURTON | 97 Burnett Street, Ashburton 7700 | MERIDIAN ENERGY LIMITED | No charging cost | AC, 44 KW, Type 2 Socketed, Status: live | 2022:06:21 00:00:00
Canterbury | SILKY OTTER CINEMA | 90 The Runway, Wigram, Christchurch 8042 | MERIDIAN ENERGY LIMITED | No charging cost | AC, 44 KW, Type 2 Socketed, Status: live | 2021:07:21 00:00:00
Canterbury | SILKY OTTER CINEMA | 90 The Runway, Wigram, Christchurch 8042 | MERIDIAN ENERGY LIMITED | No charging cost | AC, 44 KW, Type 2 Socketed, Status: live | 2021:07:21 00:00:00
Canterbury | SILKY OTTER CINEMA | 90 The Runway, Wigram, Christchurch 8042 | MERIDIAN ENERGY LIMITED | No charging cost | AC, 44 KW, Type 2 Socketed, Status: live | 2021:07:21 00:00:00
Canterbury | SILKY OTTER CINEMA | 90 The Runway, Wigram, Christchurch 8042 | MERIDIAN ENERGY LIMITED | No charging cost | AC, 44 KW, Type 2 Socketed, Status: live | 2021:07:21 00:00:00
Canterbury | Springfield | SH 73, Springfield 7681, New Zealand | ChargeNet NZ | No charging cost | DC, 50 KW, CHAdeMO, Status: live | 2020:10:22 03:02:51
Canterbury | Springfield | SH 73, Springfield 7681, New Zealand | ChargeNet NZ | No charging cost | DC, 50 KW, Type 2 CCS, Status: live | 2020:10:22 03:02:51
Canterbury | Springfield | SH 73, Springfield 7681, New Zealand | ChargeNet NZ | No charging cost | AC, 22 KW, Type 2 Socketed, Status: live | 2020:10:22 03:02:51
Canterbury | St Martins | 92 Wilsons Rd, Christchruch 8023, NZ | Orion New Zealand Ltd | No charging cost | AC, 22 KW, Type 2 Socketed, Status: live
Canterbury | St Martins | 92 Wilsons Rd, Christchruch 8023, NZ | Orion New Zealand Ltd | No charging cost | AC, 22 KW, Type 2 Socketed, Status: live
Canterbury | Sumner | 26 Nayland St, Sumner 8081, NZ | Orion New Zealand Ltd | No charging cost | AC, 22 KW, Type 2 Socketed, Status: live
Canterbury | Sumner | 26 Nayland St, Sumner 8081, NZ | Orion New Zealand Ltd | No charging cost | AC, 22 KW, Type 2 Socketed, Status: live
Canterbury | Te Ana | 29 Godley Quay, Christchurch 8082, New Zealand | Lyttelton Port Company Ltd | Charging costs apply | AC, 22 KW, Type 2 Socketed, Status: live | 2021:11:03 11:00:00
Canterbury | Te Ana | 29 Godley Quay, Christchurch 8082, New Zealand | Lyttelton Port Company Ltd | Charging costs apply | AC, 22 KW, Type 2 Socketed, Status: live | 2021:11:03 11:00:00
Canterbury | Tekapo | 22 Rapuwai Lane, Tekapo 7999, New Zealand | ChargeNet NZ | No charging cost | DC, 25 KW, CHAdeMO, Status: live | 2019:08:29 00:53:25
Canterbury | Tekapo | 22 Rapuwai Lane, Tekapo 7999, New Zealand | ChargeNet NZ | No charging cost | DC, 25 KW, Type 2 CCS, Status: live | 2019:08:29 00:53:25
Canterbury | Tekapo | State Highway 8, Tekapo 7999, New Zealand | Alpine Energy Limited | No charging cost | DC, 50 KW, CHAdeMO, Status: live | 2017:06:29 12:00:00
Canterbury | Tekapo | State Highway 8, Tekapo 7999, New Zealand | Alpine Energy Limited | No charging cost | DC, 50 KW, Type 2 CCS, Status: live | 2017:06:29 12:00:00
Canterbury | Temuka | 185 King St, Temuka 7920, NZ | ChargeNet NZ | No charging cost | DC, 25 KW, CHAdeMO, Status: live | 2018:08:22 00:28:43
Canterbury | Temuka | 185 King St, Temuka 7920, NZ | ChargeNet NZ | No charging cost | DC, 25 KW, Type 2 CCS, Status: live | 2018:08:22 00:28:43
Canterbury | THE TANNERY | 3 Garlands Road, Woolston, Christchurch 8023 | MERIDIAN ENERGY LIMITED | No charging cost | AC, 44 KW, Type 2 Socketed, Status: live | 2020:10:09 00:00:00
Canterbury | THE TANNERY | 3 Garlands Road, Woolston, Christchurch 8023 | MERIDIAN ENERGY LIMITED | No charging cost | AC, 44 KW, Type 2 Socketed, Status: live | 2020:10:09 00:00:00
Canterbury | THE TANNERY | 3 Garlands Road, Woolston, Christchurch 8023 | MERIDIAN ENERGY LIMITED | No charging cost | AC, 44 KW, Type 2 Socketed, Status: live | 2020:10:09 00:00:00
Canterbury | THE TANNERY | 3 Garlands Road, Woolston, Christchurch 8023 | MERIDIAN ENERGY LIMITED | No charging cost | AC, 44 KW, Type 2 Socketed, Status: live | 2020:10:09 00:00:00
Canterbury | Timaru | 98 Evans St, Timaru 7910, New Zealand | ChargeNet NZ | No charging cost | DC, 25 KW, CHAdeMO, Status: live | 2020:12:03 05:15:38
Canterbury | Timaru | 98 Evans St, Timaru 7910, New Zealand | ChargeNet NZ | No charging cost | DC, 50 KW, CHAdeMO, Status: live | 2020:12:03 05:15:38
Canterbury | Timaru | 26A North Street, Timaru 7910, New Zealand | Alpine Energy Limited | No charging cost | DC, 50 KW, Type 2 CCS, Status: live | 2016:04:17 12:00:00
Canterbury | Timaru | 26A North Street, Timaru 7910, New Zealand | Alpine Energy Limited | No charging cost | DC, 50 KW, CHAdeMO, Status: live | 2016:04:17 12:00:00
Canterbury | Timaru | 98 Evans St, Timaru 7910, New Zealand | ChargeNet NZ | No charging cost | DC, 25 KW, Type 2 CCS, Status: live | 2020:12:03 05:15:38
Canterbury | Timaru | Cnr Victoria and Browne St, Timaru 7910, NZ | The Warehouse Ltd | Charging costs apply | DC, 25 KW, CHAdeMO, Status: live | 2021:08:11 23:50:59
Canterbury | Timaru | Cnr Victoria and Browne St, Timaru 7910, NZ | The Warehouse Ltd | Charging costs apply | DC, 25 KW, Type 2 CCS, Status: live | 2021:08:11 23:50:59
Canterbury | Timaru | 98 Evans St, Timaru 7910, New Zealand | ChargeNet NZ | No charging cost | DC, 50 KW, Type 2 CCS, Status: live | 2020:12:03 05:15:38
Canterbury | TIMARU AIRPORT | 186 Falvey Road, Levels 7975, New Zealand | MERIDIAN ENERGY LIMITED | No charging cost | AC, 44 KW, Type 2 Socketed, Status: live | 2020:10:09 00:00:00
Canterbury | TIMARU AIRPORT | 186 Falvey Road, Levels 7975, New Zealand | MERIDIAN ENERGY LIMITED | No charging cost | AC, 44 KW, Type 2 Socketed, Status: live | 2020:10:09 00:00:00
Canterbury | TIMARU AIRPORT | 186 Falvey Road, Levels 7975, New Zealand | MERIDIAN ENERGY LIMITED | No charging cost | AC, 44 KW, Type 2 Socketed, Status: live | 2020:10:09 00:00:00
Canterbury | TIMARU AIRPORT | 186 Falvey Road, Levels 7975, New Zealand | MERIDIAN ENERGY LIMITED | No charging cost | AC, 44 KW, Type 2 Socketed, Status: live | 2020:10:09 00:00:00
Canterbury | TOWER JUNCTION SHOPPING MALL | Whiteleigh Avenue, Addington, Christchurch 8011 | MERIDIAN ENERGY LIMITED | No charging cost | AC, 44 KW, Type 2 Socketed, Status: live | 2020:08:25 00:00:00
Canterbury | TOWER JUNCTION SHOPPING MALL | Whiteleigh Avenue, Addington, Christchurch 8011 | MERIDIAN ENERGY LIMITED | No charging cost | AC, 44 KW, Type 2 Socketed, Status: live | 2020:08:25 00:00:00
Canterbury | TOWER JUNCTION SHOPPING MALL | Whiteleigh Avenue, Addington, Christchurch 8011 | MERIDIAN ENERGY LIMITED | No charging cost | AC, 44 KW, Type 2 Socketed, Status: live | 2020:08:25 00:00:00
Canterbury | TOWER JUNCTION SHOPPING MALL | Whiteleigh Avenue, Addington, Christchurch 8011 | MERIDIAN ENERGY LIMITED | No charging cost | AC, 44 KW, Type 2 Socketed, Status: live | 2020:08:25 00:00:00
Canterbury | Twizel | Opposite 64 MacKenzie Drive, Twizel 7901, New Zealand | Alpine Energy Limited | No charging cost | DC, 50 KW, CHAdeMO, Status: live | 2022:08:04 12:00:00
Canterbury | Twizel | Opposite 64 MacKenzie Drive, Twizel 7901, New Zealand | Alpine Energy Limited | No charging cost | DC, 150 KW, Type 2 CCS, Status: live | 2022:08:04 12:00:00
Canterbury | VICTORIA PARK & RANGIORA LIBRARY | 131 Percival Street, Rangiora 7400 | MERIDIAN ENERGY LIMITED | No charging cost | AC, 44 KW, Type 2 Socketed, Status: live | 2020:12:23 00:00:00
Canterbury | VICTORIA PARK & RANGIORA LIBRARY | 131 Percival Street, Rangiora 7400 | MERIDIAN ENERGY LIMITED | No charging cost | AC, 44 KW, Type 2 Socketed, Status: live | 2020:12:23 00:00:00
Canterbury | VICTORIA PARK & RANGIORA LIBRARY | 131 Percival Street, Rangiora 7400 | MERIDIAN ENERGY LIMITED | No charging cost | AC, 44 KW, Type 2 Socketed, Status: live | 2020:12:23 00:00:00
Canterbury | VICTORIA PARK & RANGIORA LIBRARY | 131 Percival Street, Rangiora 7400 | MERIDIAN ENERGY LIMITED | No charging cost | AC, 44 KW, Type 2 Socketed, Status: live | 2020:12:23 00:00:00
Canterbury | Waimate | 125 Queen Street, Waimate 7924, New Zealand | Alpine Energy Limited | No charging cost | DC, 50 KW, Type 2 CCS, Status: live | 2016:04:17 12:00:00
Canterbury | Waimate | 125 Queen Street, Waimate 7924, New Zealand | Alpine Energy Limited | No charging cost | DC, 50 KW, CHAdeMO, Status: live | 2016:04:17 12:00:00
Canterbury | Wainoni | 174 Wainoni Rd, Christchurch 8061, New Zealand | ChargeNet NZ | No charging cost | DC, 50 KW, Type 2 CCS, Status: live | 2020:11:20 01:33:38
Canterbury | Wainoni | 174 Wainoni Rd, Christchurch 8061, New Zealand | ChargeNet NZ | No charging cost | DC, 50 KW, CHAdeMO, Status: live | 2020:11:20 01:33:38
Canterbury | WELLESLEY STREET CARPARK | 125 Wellesley Street West, Auckland 1010 | MERIDIAN ENERGY LIMITED | Charging costs apply | AC, 11 KW, Type 2 Socketed, Status: live | 2022:12:20 00:00:00
Canterbury | WELLESLEY STREET CARPARK | 125 Wellesley Street West, Auckland 1010 | MERIDIAN ENERGY LIMITED | Charging costs apply | AC, 22 KW, Type 2 Socketed, Status: live | 2022:12:20 00:00:00
Canterbury | WELLESLEY STREET CARPARK | 125 Wellesley Street West, Auckland 1010 | MERIDIAN ENERGY LIMITED | Charging costs apply | AC, 22 KW, Type 2 Socketed, Status: live | 2022:12:20 00:00:00
Canterbury | WELLESLEY STREET CARPARK | 125 Wellesley Street West, Auckland 1010 | MERIDIAN ENERGY LIMITED | Charging costs apply | AC, 22 KW, Type 2 Socketed, Status: live | 2022:12:20 00:00:00
Canterbury | YHA MT COOK | 4 Kitchener Dr, Mount Cook National Park 7999, New Zealand | MERIDIAN ENERGY LIMITED | No charging cost | AC, 22 KW, Type 2 Socketed, Status: live | 2020:05:01 00:00:00
Canterbury | Z Moorhouse | 40 Moorhouse Avenue, Half Moon Bay, Christchurch 8011, New Zealand | Z Energy | No charging cost | DC, 75 KW, CHAdeMO, Status: live
Canterbury | Z Moorhouse | 40 Moorhouse Avenue, Half Moon Bay, Christchurch 8011, New Zealand | Z Energy | No charging cost | DC, 75 KW, Type 2 CCS, Status: live
Canterbury | Z Rolleston | 4 Brookside Road, Rolleston 7614, New Zealand | Z Energy | No charging cost | DC, 180 KW, Type 2 CCS, Status: live | 2022:05:12 00:00:00
Canterbury | Z Rolleston | 4 Brookside Road, Rolleston 7614, New Zealand | Z Energy | No charging cost | DC, 50 KW, Type 2 CCS, Status: live | 2022:05:12 00:00:00
Canterbury | Z Rolleston | 4 Brookside Road, Rolleston 7614, New Zealand | Z Energy | No charging cost | DC, 50 KW, CHAdeMO, Status: live | 2022:05:12 00:00:00
Canterbury | Z Rolleston | 4 Brookside Road, Rolleston 7614, New Zealand | Z Energy | No charging cost | DC, 50 KW, Type 2 CCS, Status: live | 2022:05:12 00:00:00
Canterbury | Z Rolleston | 4 Brookside Road, Rolleston 7614, New Zealand | Z Energy | No charging cost | DC, 180 KW, Type 2 CCS, Status: live | 2022:05:12 00:00:00
Canterbury | Z Rolleston | 4 Brookside Road, Rolleston 7614, New Zealand | Z Energy | No charging cost | DC, 50 KW, CHAdeMO, Status: live | 2022:05:12 00:00:00
Otago | Alexandra | 9 Thompson St, Alexandra 9320, New Zealand | ChargeNet NZ | No charging cost | DC, 50 KW, Type 2 CCS, Status: live | 2017:07:02 12:00:00
Otago | Alexandra | 9 Thompson St, Alexandra 9320, New Zealand | ChargeNet NZ | No charging cost | DC, 50 KW, CHAdeMO, Status: live | 2017:07:02 12:00:00
Otago | Balclutha | 23 Charlotte Street, Balclutha 9230, New Zealand | ChargeNet NZ | No charging cost | DC, 50 KW, Type 2 CCS, Status: live | 2017:01:18 11:00:00
Otago | Balclutha | 23 Charlotte Street, Balclutha 9230, New Zealand | ChargeNet NZ | No charging cost | DC, 50 KW, CHAdeMO, Status: live | 2017:01:18 11:00:00
Otago | Cromwell | 2A The Mall, Cromwell 9310, New Zealand | ChargeNet NZ | No charging cost | DC, 50 KW, CHAdeMO, Status: live | 2018:04:25 00:00:00
Otago | Cromwell | 2A The Mall, Cromwell 9310, New Zealand | ChargeNet NZ | No charging cost | DC, 50 KW, Type 2 CCS, Status: live | 2018:04:25 00:00:00
Otago | Dunedin Central | Water St, Dunedin 9016, NZ | ChargeNet NZ | No charging cost | DC, 25 KW, CHAdeMO, Status: live | 2020:05:01 05:43:36
Otago | Dunedin Central | Water St, Dunedin 9016, NZ | ChargeNet NZ | No charging cost | DC, 25 KW, Type 2 CCS, Status: live | 2020:05:01 05:43:36
Otago | Dunedin Central | Water St, Dunedin 9016, NZ | ChargeNet NZ | No charging cost | DC, 50 KW, CHAdeMO, Status: live | 2020:05:01 05:43:36
Otago | Dunedin Central | Water St, Dunedin 9016, NZ | ChargeNet NZ | No charging cost | DC, 50 KW, Type 2 CCS, Status: live | 2020:05:01 05:43:36
Otago | Dunedin South | 64 Hillside Rd, Dunedin 9012, NZ | The Warehouse Ltd | No charging cost | DC, 25 KW, Type 2 CCS, Status: live | 2021:02:01 03:00:00
Otago | Dunedin South | 86 Hillside Rd, Dunedin 9012, New Zealand | ChargeNet NZ | No charging cost | DC, 50 KW, Type 2 CCS, Status: live | 2019:08:11 23:18:03
Otago | Dunedin South | 86 Hillside Rd, Dunedin 9012, New Zealand | ChargeNet NZ | No charging cost | DC, 50 KW, CHAdeMO, Status: live | 2019:08:11 23:18:03
Otago | Dunedin South | 64 Hillside Rd, Dunedin 9012, NZ | The Warehouse Ltd | No charging cost | DC, 25 KW, CHAdeMO, Status: live | 2021:02:01 03:00:00
Otago | Frankton | 302 Hawthorne Drive, Queenstown 9300, New Zealand | ChargeNet NZ | No charging cost | DC, 50 KW, CHAdeMO, Status: live | 2018:03:14 00:00:00
Otago | Frankton | 302 Hawthorne Drive, Queenstown 9300, New Zealand | ChargeNet NZ | No charging cost | DC, 50 KW, Type 2 CCS, Status: live | 2018:03:14 00:00:00
Otago | Glenorchy | 45 Mull St, Glenorchy 9372, New Zealand | ChargeNet NZ | No charging cost | DC, 25 KW, CHAdeMO, Status: live | 2019:11:12 05:39:39
Otago | Glenorchy | 45 Mull St, Glenorchy 9372, New Zealand | ChargeNet NZ | No charging cost | DC, 25 KW, Type 2 CCS, Status: live | 2019:11:12 05:39:39
Otago | Hampden | 29 London St, Hampden 9410, New Zealand | Network Waitaki | No charging cost | DC, 50 KW, Type 2 CCS, Status: live
Otago | Hampden | 29 London St, Hampden 9410, New Zealand | Network Waitaki | No charging cost | DC, 50 KW, CHAdeMO, Status: live
Otago | Lawrence | 19 Ross Pl, Lawrence 9532, New Zealand | ChargeNet NZ | No charging cost | DC, 50 KW, CHAdeMO, Status: live | 2018:02:22 22:15:42
Otago | Lawrence | 19 Ross Pl, Lawrence 9532, New Zealand | ChargeNet NZ | No charging cost | DC, 50 KW, Type 2 CCS, Status: live | 2018:02:22 22:15:42
Otago | Middlemarch | 21 Browns Rd, Middlemarch 9597, New Zealand | ChargeNet NZ | No charging cost | DC, 50 KW, Type 2 CCS, Status: live | 2020:12:08 01:32:28
Otago | Middlemarch | 21 Browns Rd, Middlemarch 9597, New Zealand | ChargeNet NZ | No charging cost | DC, 50 KW, CHAdeMO, Status: live | 2020:12:08 01:32:28
Otago | Milton | 207 Union St, Milton 9220, NZ | ChargeNet NZ | No charging cost | DC, 50 KW, CHAdeMO, Status: live | 2018:04:25 00:00:00
Otago | Milton | 207 Union St, Milton 9220, NZ | ChargeNet NZ | No charging cost | DC, 50 KW, Type 2 CCS, Status: live | 2018:04:25 00:00:00
Otago | Mosgiel | 10 Hartstonge Ave, Mosgiel 9024, NZ | ChargeNet NZ | No charging cost | DC, 50 KW, Type 2 CCS, Status: live | 2018:11:26 02:27:22
Otago | Mosgiel | 10 Hartstonge Ave, Mosgiel 9024, NZ | ChargeNet NZ | No charging cost | DC, 50 KW, CHAdeMO, Status: live | 2018:11:26 02:27:22
Otago | Oamaru | 3 Eden St, Oamaru 9400, New Zealand | Network Waitaki | No charging cost | DC, 50 KW, Type 2 CCS, Status: live
Otago | Oamaru | 3 Eden St, Oamaru 9400, New Zealand | Network Waitaki | No charging cost | DC, 50 KW, CHAdeMO, Status: live
Otago | Omakau | 1 Harvey St, Omakau 9352, New Zealand | ChargeNet NZ | No charging cost | DC, 50 KW, Type 2 CCS, Status: live | 2020:11:17 07:09:12
Otago | Omakau | 1 Harvey St, Omakau 9352, New Zealand | ChargeNet NZ | No charging cost | DC, 50 KW, CHAdeMO, Status: live | 2020:11:17 07:09:12
Otago | Owaka | 1 Main Road, Owaka 9546, New Zealand | ChargeNet NZ | No charging cost | DC, 25 KW, Type 2 CCS, Status: live | 2021:09:27 11:00:00
Otago | Owaka | 1 Main Road, Owaka 9546, New Zealand | ChargeNet NZ | No charging cost | DC, 25 KW, CHAdeMO, Status: live | 2021:09:27 11:00:00
Otago | Palmerston | 30 Sanday Street, Palmerston 9430, New Zealand | ChargeNet NZ | No charging cost | DC, 50 KW, Type 2 CCS, Status: live | 2020:12:08 22:10:40
Otago | Palmerston | 30 Sanday Street, Palmerston 9430, New Zealand | ChargeNet NZ | No charging cost | DC, 50 KW, CHAdeMO, Status: live | 2020:12:08 22:10:40
Otago | Papatowai | 2501 Papatowai Highway, Papatowai 9586, New Zealand | ChargeNet NZ | No charging cost | DC, 25 KW, CHAdeMO, Status: live | 2020:08:05 12:00:00
Otago | Papatowai | 2501 Papatowai Highway, Papatowai 9586, New Zealand | ChargeNet NZ | No charging cost | DC, 25 KW, Type 2 CCS, Status: live | 2020:08:05 12:00:00
Otago | Queenstown | 9 Athol St, Queenstown 9300, NZ | ChargeNet NZ | No charging cost | DC, 50 KW, Type 2 CCS, Status: live | 2019:12:04 09:29:48
Otago | Queenstown | 9 Athol St, Queenstown 9300, NZ | ChargeNet NZ | No charging cost | DC, 50 KW, CHAdeMO, Status: live | 2019:12:04 09:29:48
Otago | Queenstown | 9 Athol St, Queenstown 9300, NZ | ChargeNet NZ | No charging cost | DC, 50 KW, Type 2 CCS, Status: live | 2019:12:04 09:29:48
Otago | Queenstown | 9 Athol St, Queenstown 9300, NZ | ChargeNet NZ | No charging cost | DC, 50 KW, CHAdeMO, Status: live | 2019:12:04 09:29:48
Otago | Ranfurly | 31 Charlemont St East, Ranfurly 9332, New Zealand | ChargeNet NZ | No charging cost | DC, 50 KW, Type 2 CCS, Status: live | 2017:12:22 00:00:00
Otago | Ranfurly | 31 Charlemont St East, Ranfurly 9332, New Zealand | ChargeNet NZ | No charging cost | DC, 50 KW, CHAdeMO, Status: live | 2017:12:22 00:00:00
Otago | Roxburgh | 22 Jedburgh St, Roxburgh 9500, New Zealand | ChargeNet NZ | No charging cost | DC, 50 KW, Type 2 CCS, Status: live | 2018:09:03 00:00:00
Otago | Roxburgh | 22 Jedburgh St, Roxburgh 9500, New Zealand | ChargeNet NZ | No charging cost | DC, 50 KW, CHAdeMO, Status: live | 2018:09:03 00:00:00
Otago | Tapanui | 44 Northumberland St, Tapanui 9522, New Zealand | ChargeNet NZ | No charging cost | DC, 50 KW, CHAdeMO, Status: live | 2019:10:04 01:23:08
Otago | Tapanui | 44 Northumberland St, Tapanui 9522, New Zealand | ChargeNet NZ | No charging cost | DC, 50 KW, Type 2 CCS, Status: live | 2019:10:04 01:23:08
Otago | University of Otago | St David St, Dunedin 9016, NZ | ChargeNet NZ | No charging cost | DC, 50 KW, Type 2 CCS, Status: live | 2018:09:24 22:06:09
Otago | University of Otago | St David St, Dunedin 9016, NZ | ChargeNet NZ | No charging cost | DC, 50 KW, CHAdeMO, Status: live | 2018:09:24 22:06:09
Otago | Wanaka | 42 Ardmore St, Wanaka 9305, New Zealand | ChargeNet NZ | No charging cost | DC, 50 KW, Type 2 CCS, Status: live | 2018:01:03 00:00:00
Otago | Wanaka | 42 Ardmore St, Wanaka 9305, New Zealand | ChargeNet NZ | No charging cost | DC, 50 KW, CHAdeMO, Status: live | 2018:01:03 00:00:00
Southland | Athol | 1121 Garston Athol Hwy, Athol 9793, New Zealand | ChargeNet NZ | No charging cost | DC, 50 KW, Type 2 CCS, Status: live | 2019:09:23 11:32:54
Southland | Athol | 1121 Garston Athol Hwy, Athol 9793, New Zealand | ChargeNet NZ | No charging cost | DC, 50 KW, CHAdeMO, Status: live | 2019:09:23 11:32:54
Southland | Bluff | 54 Gore St, Bluff 9814, New Zealand | ChargeNet NZ | No charging cost | DC, 50 KW, Type 2 CCS, Status: live | 2019:10:02 03:40:58
Southland | Bluff | 54 Gore St, Bluff 9814, New Zealand | ChargeNet NZ | No charging cost | DC, 50 KW, CHAdeMO, Status: live | 2019:10:02 03:40:58
Southland | Curio Bay | Mair Rd, Curio Bay 9884, NZ | ChargeNet NZ | No charging cost | DC, 25 KW, CHAdeMO, Status: live | 2020:10:28 00:22:27
Southland | Curio Bay | Mair Rd, Curio Bay 9884, NZ | ChargeNet NZ | No charging cost | DC, 25 KW, Type 2 CCS, Status: live | 2020:10:28 00:22:27
Southland | Fortrose | Moray Tce, Fortrose, New Zealand | ChargeNet NZ | No charging cost | DC, 25 KW, CHAdeMO, Status: live | 2021:09:12 22:08:07
Southland | Fortrose | Moray Tce, Fortrose, New Zealand | ChargeNet NZ | No charging cost | DC, 25 KW, Type 2 CCS, Status: live | 2021:09:12 22:08:07
Southland | Gore | 4 Irk St, Gore 9710, New Zealand | ChargeNet NZ | No charging cost | DC, 50 KW, CHAdeMO, Status: live | 2018:03:12 00:00:00
Southland | Gore | 4 Irk St, Gore 9710, New Zealand | ChargeNet NZ | No charging cost | DC, 50 KW, Type 2 CCS, Status: live | 2018:03:12 00:00:00
Southland | Invercargill | 70 Leven St, Invercargill 9810, NZ | The Warehouse Ltd | No charging cost | DC, 25 KW, CHAdeMO, Status: live | 2021:02:12 16:00:00
Southland | Invercargill | 116 Esk Street, Invercargill 9810, New Zealand | ChargeNet NZ | No charging cost | DC, 50 KW, CHAdeMO, Status: live | 2016:04:19 12:00:00
Southland | Invercargill | 116 Esk Street, Invercargill 9810, New Zealand | ChargeNet NZ | No charging cost | DC, 50 KW, Type 2 CCS, Status: live | 2016:04:19 12:00:00
Southland | Invercargill | 70 Leven St, Invercargill 9810, NZ | The Warehouse Ltd | No charging cost | DC, 25 KW, Type 2 CCS, Status: live | 2021:02:12 16:00:00
Southland | Lumsden | 14 Diana St, Lumsden 9730, NZ | ChargeNet NZ | No charging cost | DC, 50 KW, Type 2 CCS, Status: live | 2018:05:31 01:07:38
Southland | Lumsden | 14 Diana St, Lumsden 9730, NZ | ChargeNet NZ | No charging cost | DC, 50 KW, CHAdeMO, Status: live | 2018:05:31 01:07:38
Southland | Riverton | 163 Palmerston St, Riverton 9822, NZ | ChargeNet NZ | No charging cost | DC, 25 KW, Type 2 CCS, Status: live | 2021:05:03 01:00:21
Southland | Riverton | 163 Palmerston St, Riverton 9822, NZ | ChargeNet NZ | No charging cost | DC, 25 KW, CHAdeMO, Status: live | 2021:05:03 01:00:21
Southland | Te Anau | 6 Mokonui Street, Te Anau 9600, New Zealand | ChargeNet NZ | No charging cost | DC, 50 KW, CHAdeMO, Status: live | 2019:10:09 05:18:56
Southland | Te Anau | 6 Mokonui Street, Te Anau 9600, New Zealand | ChargeNet NZ | No charging cost | DC, 50 KW, Type 2 CCS, Status: live | 2019:10:09 05:18:56
Southland | Tuatapere | 66 Main Road, Tuatapere 9620, NZ | ChargeNet NZ | No charging cost | DC, 25 KW, CHAdeMO, Status: live | 2020:10:21 04:16:30
Southland | Tuatapere | 66 Main Road, Tuatapere 9620, NZ | ChargeNet NZ | No charging cost | DC, 25 KW, Type 2 CCS, Status: live | 2020:10:21 04:16:30
Southland | WELLESLEY STREET CARPARK | 125 Wellesley Street West, Auckland 1010 | MERIDIAN ENERGY LIMITED | Charging costs apply | AC, 22 KW, Type 2 Socketed, Status: live | 2022:12:20 00:00:00
Southland | WELLESLEY STREET CARPARK | 125 Wellesley Street West, Auckland 1010 | MERIDIAN ENERGY LIMITED | Charging costs apply | AC, 22 KW, Type 2 Socketed, Status: live | 2022:12:20 00:00:00
Southland | WELLESLEY STREET CARPARK | 125 Wellesley Street West, Auckland 1010 | MERIDIAN ENERGY LIMITED | Charging costs apply | AC, 44 KW, Type 2 Socketed, Status: live | 2022:12:20 00:00:00
Southland | WELLESLEY STREET CARPARK | 125 Wellesley Street West, Auckland 1010 | MERIDIAN ENERGY LIMITED | Charging costs apply | AC, 44 KW, Type 2 Socketed, Status: live | 2022:12:20 00:00:00
Southland | WELLESLEY STREET CARPARK | 125 Wellesley Street West, Auckland 1010 | MERIDIAN ENERGY LIMITED | Charging costs apply | AC, 22 KW, Type 2 Socketed, Status: live | 2022:12:20 00:00:00
Southland | Winton | 293 Great North Road, Winton 9720, New Zealand | ChargeNet NZ | No charging cost | DC, 50 KW, Type 2 CCS, Status: live | 2017:12:18 11:00:00
Southland | Winton | 293 Great North Road, Winton 9720, New Zealand | ChargeNet NZ | No charging cost | DC, 50 KW, CHAdeMO, Status: live | 2017:12:18 11:00:00
Southland | YHA TE ANAU | 29 Mokonui St, Te Anau 9600, New Zealand | MERIDIAN ENERGY LIMITED | No charging cost | AC, 22 KW, Type 2 Socketed, Status: live | 2020:05:01 00:00:00